## Costos iniciales (hidden)
Tramo | Calibre del conductor [AWG o kcmil] | Longitud | Fases | No. Conductores por fase | Neutro | Costo Aéreo | Costo Subterráneos | Costo Inicial
1 | 1000 | #REF! | #REF! | #REF! | #REF! | #REF! | #REF! | #REF!
1 | 795 | #REF! | #REF! | #REF! | #REF! | #REF! | #REF! | #REF!
1 | 500 | #REF! | #REF! | #REF! | #REF! | #REF! | #REF! | #REF!
1 | 477 | #REF! | #REF! | #REF! | #REF! | #REF! | #REF! | #REF!
1 | 350 | #REF! | #REF! | #REF! | #REF! | #REF! | #REF! | #REF!
1 | 336 | #REF! | #REF! | #REF! | #REF! | #REF! | #REF! | #REF!
1 | 266 | #REF! | #REF! | #REF! | #REF! | #REF! | #REF! | #REF!
1 | 250 | #REF! | #REF! | #REF! | #REF! | #REF! | #REF! | #REF!
1 | 4/0 | #REF! | #REF! | #REF! | #REF! | #REF! | #REF! | #REF!
1 | 3/0 | #REF! | #REF! | #REF! | #REF! | #REF! | #REF! | #REF!
1 | 2/0 | #REF! | #REF! | #REF! | #REF! | #REF! | #REF! | #REF!
1 | 1/0 | #REF! | #REF! | #REF! | #REF! | #REF! | #REF! | #REF!
1 | 1 | #REF! | #REF! | #REF! | #REF! | #REF! | #REF! | #REF!
1 | 2 | #REF! | #REF! | #REF! | #REF! | #REF! | #REF! | #REF!
1 | 4 | #REF! | #REF! | #REF! | #REF! | #REF! | #REF! | #REF!
1 | 6 | #REF! | #REF! | #REF! | #REF! | #REF! | #REF! | #REF!
1 | 8 | #REF! | #REF! | #REF! | #REF! | #REF! | #REF! | #REF!
1 |  | #REF! | #REF! | #REF! | #REF! | #REF! | #REF! | #REF!
1 |  | #REF! | #REF! | #REF! | #REF! | #REF! | #REF! | #REF!
1 |  | #REF! | #REF! | #REF! | #REF! | #REF! | #REF! | #REF!
1 |  | #REF! | #REF! | #REF! | #REF! | #REF! | #REF! | #REF!
1 |  | #REF! | #REF! | #REF! | #REF! | #REF! | #REF! | #REF!
1 |  | #REF! | #REF! | #REF! | #REF! | #REF! | #REF! | #REF!
2 | 1000 | #REF! | #REF! | #REF! | #REF! | #REF! | #REF! | #REF!
2 | 795 | #REF! | #REF! | #REF! | #REF! | #REF! | #REF! | #REF!
2 | 500 | #REF! | #REF! | #REF! | #REF! | #REF! | #REF! | #REF!
2 | 477 | #REF! | #REF! | #REF! | #REF! | #REF! | #REF! | #REF!
2 | 350 | #REF! | #REF! | #REF! | #REF! | #REF! | #REF! | #REF!
2 | 336 | #REF! | #REF! | #REF! | #REF! | #REF! | #REF! | #REF!
2 | 266 | #REF! | #REF! | #REF! | #REF! | #REF! | #REF! | #REF!
2 | 250 | #REF! | #REF! | #REF! | #REF! | #REF! | #REF! | #REF!
2 | 4/0 | #REF! | #REF! | #REF! | #REF! | #REF! | #REF! | #REF!
2 | 3/0 | #REF! | #REF! | #REF! | #REF! | #REF! | #REF! | #REF!
2 | 2/0 | #REF! | #REF! | #REF! | #REF! | #REF! | #REF! | #REF!
2 | 1/0 | #REF! | #REF! | #REF! | #REF! | #REF! | #REF! | #REF!
2 | 1 | #REF! | #REF! | #REF! | #REF! | #REF! | #REF! | #REF!
2 | 2 | #REF! | #REF! | #REF! | #REF! | #REF! | #REF! | #REF!
2 | 4 | #REF! | #REF! | #REF! | #REF! | #REF! | #REF! | #REF!
2 | 6 | #REF! | #REF! | #REF! | #REF! | #REF! | #REF! | #REF!
2 | 8 | #REF! | #REF! | #REF! | #REF! | #REF! | #REF! | #REF!
2 |  | #REF! | #REF! | #REF! | #REF! | #REF! | #REF! | #REF!
2 |  | #REF! | #REF! | #REF! | #REF! | #REF! | #REF! | #REF!
2 |  | #REF! | #REF! | #REF! | #REF! | #REF! | #REF! | #REF!
2 |  | #REF! | #REF! | #REF! | #REF! | #REF! | #REF! | #REF!
2 |  | #REF! | #REF! | #REF! | #REF! | #REF! | #REF! | #REF!
2 |  | #REF! | #REF! | #REF! | #REF! | #REF! | #REF! | #REF!
3 | 1000 | #REF! | #REF! | #REF! | #REF! | #REF! | #REF! | #REF!
3 | 795 | #REF! | #REF! | #REF! | #REF! | #REF! | #REF! | #REF!
3 | 500 | #REF! | #REF! | #REF! | #REF! | #REF! | #REF! | #REF!
3 | 477 | #REF! | #REF! | #REF! | #REF! | #REF! | #REF! | #REF!
3 | 350 | #REF! | #REF! | #REF! | #REF! | #REF! | #REF! | #REF!
3 | 336 | #REF! | #REF! | #REF! | #REF! | #REF! | #REF! | #REF!
3 | 266 | #REF! | #REF! | #REF! | #REF! | #REF! | #REF! | #REF!
3 | 250 | #REF! | #REF! | #REF! | #REF! | #REF! | #REF! | #REF!
3 | 4/0 | #REF! | #REF! | #REF! | #REF! | #REF! | #REF! | #REF!
3 | 3/0 | #REF! | #REF! | #REF! | #REF! | #REF! | #REF! | #REF!
3 | 2/0 | #REF! | #REF! | #REF! | #REF! | #REF! | #REF! | #REF!
3 | 1/0 | #REF! | #REF! | #REF! | #REF! | #REF! | #REF! | #REF!
3 | 1 | #REF! | #REF! | #REF! | #REF! | #REF! | #REF! | #REF!
3 | 2 | #REF! | #REF! | #REF! | #REF! | #REF! | #REF! | #REF!
3 | 4 | #REF! | #REF! | #REF! | #REF! | #REF! | #REF! | #REF!
3 | 6 | #REF! | #REF! | #REF! | #REF! | #REF! | #REF! | #REF!
3 | 8 | #REF! | #REF! | #REF! | #REF! | #REF! | #REF! | #REF!
3 |  | #REF! | #REF! | #REF! | #REF! | #REF! | #REF! | #REF!
3 |  | #REF! | #REF! | #REF! | #REF! | #REF! | #REF! | #REF!
3 |  | #REF! | #REF! | #REF! | #REF! | #REF! | #REF! | #REF!
3 |  | #REF! | #REF! | #REF! | #REF! | #REF! | #REF! | #REF!
3 |  | #REF! | #REF! | #REF! | #REF! | #REF! | #REF! | #REF!
3 |  | #REF! | #REF! | #REF! | #REF! | #REF! | #REF! | #REF!
4 | 1000 | #REF! | #REF! | #REF! | #REF! | #REF! | #REF! | #REF!
4 | 795 | #REF! | #REF! | #REF! | #REF! | #REF! | #REF! | #REF!
4 | 500 | #REF! | #REF! | #REF! | #REF! | #REF! | #REF! | #REF!
4 | 477 | #REF! | #REF! | #REF! | #REF! | #REF! | #REF! | #REF!
4 | 350 | #REF! | #REF! | #REF! | #REF! | #REF! | #REF! | #REF!
4 | 336 | #REF! | #REF! | #REF! | #REF! | #REF! | #REF! | #REF!
4 | 266 | #REF! | #REF! | #REF! | #REF! | #REF! | #REF! | #REF!
4 | 250 | #REF! | #REF! | #REF! | #REF! | #REF! | #REF! | #REF!
4 | 4/0 | #REF! | #REF! | #REF! | #REF! | #REF! | #REF! | #REF!
4 | 3/0 | #REF! | #REF! | #REF! | #REF! | #REF! | #REF! | #REF!
4 | 2/0 | #REF! | #REF! | #REF! | #REF! | #REF! | #REF! | #REF!
4 | 1/0 | #REF! | #REF! | #REF! | #REF! | #REF! | #REF! | #REF!
4 | 1 | #REF! | #REF! | #REF! | #REF! | #REF! | #REF! | #REF!
4 | 2 | #REF! | #REF! | #REF! | #REF! | #REF! | #REF! | #REF!
4 | 4 | #REF! | #REF! | #REF! | #REF! | #REF! | #REF! | #REF!
4 | 6 | #REF! | #REF! | #REF! | #REF! | #REF! | #REF! | #REF!
4 | 8 | #REF! | #REF! | #REF! | #REF! | #REF! | #REF! | #REF!
4 |  | #REF! | #REF! | #REF! | #REF! | #REF! | #REF! | #REF!
4 |  | #REF! | #REF! | #REF! | #REF! | #REF! | #REF! | #REF!
4 |  | #REF! | #REF! | #REF! | #REF! | #REF! | #REF! | #REF!
4 |  | #REF! | #REF! | #REF! | #REF! | #REF! | #REF! | #REF!
4 |  | #REF! | #REF! | #REF! | #REF! | #REF! | #REF! | #REF!
4 |  | #REF! | #REF! | #REF! | #REF! | #REF! | #REF! | #REF!
5 | 1000 | #REF! | #REF! | #REF! | #REF! | #REF! | #REF! | #REF!
5 | 795 | #REF! | #REF! | #REF! | #REF! | #REF! | #REF! | #REF!
5 | 500 | #REF! | #REF! | #REF! | #REF! | #REF! | #REF! | #REF!
5 | 477 | #REF! | #REF! | #REF! | #REF! | #REF! | #REF! | #REF!
5 | 350 | #REF! | #REF! | #REF! | #REF! | #REF! | #REF! | #REF!
5 | 336 | #REF! | #REF! | #REF! | #REF! | #REF! | #REF! | #REF!
5 | 266 | #REF! | #REF! | #REF! | #REF! | #REF! | #REF! | #REF!
5 | 250 | #REF! | #REF! | #REF! | #REF! | #REF! | #REF! | #REF!
5 | 4/0 | #REF! | #REF! | #REF! | #REF! | #REF! | #REF! | #REF!
5 | 3/0 | #REF! | #REF! | #REF! | #REF! | #REF! | #REF! | #REF!
5 | 2/0 | #REF! | #REF! | #REF! | #REF! | #REF! | #REF! | #REF!
5 | 1/0 | #REF! | #REF! | #REF! | #REF! | #REF! | #REF! | #REF!
5 | 1 | #REF! | #REF! | #REF! | #REF! | #REF! | #REF! | #REF!
5 | 2 | #REF! | #REF! | #REF! | #REF! | #REF! | #REF! | #REF!
5 | 4 | #REF! | #REF! | #REF! | #REF! | #REF! | #REF! | #REF!
5 | 6 | #REF! | #REF! | #REF! | #REF! | #REF! | #REF! | #REF!
5 | 8 | #REF! | #REF! | #REF! | #REF! | #REF! | #REF! | #REF!
5 |  | #REF! | #REF! | #REF! | #REF! | #REF! | #REF! | #REF!
5 |  | #REF! | #REF! | #REF! | #REF! | #REF! | #REF! | #REF!
5 |  | #REF! | #REF! | #REF! | #REF! | #REF! | #REF! | #REF!
5 |  | #REF! | #REF! | #REF! | #REF! | #REF! | #REF! | #REF!
5 |  | #REF! | #REF! | #REF! | #REF! | #REF! | #REF! | #REF!
5 |  | #REF! | #REF! | #REF! | #REF! | #REF! | #REF! | #REF!
6 | 1000 | #REF! | #REF! | #REF! | #REF! | #REF! | #REF! | #REF!
6 | 795 | #REF! | #REF! | #REF! | #REF! | #REF! | #REF! | #REF!
6 | 500 | #REF! | #REF! | #REF! | #REF! | #REF! | #REF! | #REF!
6 | 477 | #REF! | #REF! | #REF! | #REF! | #REF! | #REF! | #REF!
6 | 350 | #REF! | #REF! | #REF! | #REF! | #REF! | #REF! | #REF!
6 | 336 | #REF! | #REF! | #REF! | #REF! | #REF! | #REF! | #REF!
6 | 266 | #REF! | #REF! | #REF! | #REF! | #REF! | #REF! | #REF!
6 | 250 | #REF! | #REF! | #REF! | #REF! | #REF! | #REF! | #REF!
6 | 4/0 | #REF! | #REF! | #REF! | #REF! | #REF! | #REF! | #REF!
6 | 3/0 | #REF! | #REF! | #REF! | #REF! | #REF! | #REF! | #REF!
6 | 2/0 | #REF! | #REF! | #REF! | #REF! | #REF! | #REF! | #REF!
6 | 1/0 | #REF! | #REF! | #REF! | #REF! | #REF! | #REF! | #REF!
6 | 1 | #REF! | #REF! | #REF! | #REF! | #REF! | #REF! | #REF!
6 | 2 | #REF! | #REF! | #REF! | #REF! | #REF! | #REF! | #REF!
6 | 4 | #REF! | #REF! | #REF! | #REF! | #REF! | #REF! | #REF!
6 | 6 | #REF! | #REF! | #REF! | #REF! | #REF! | #REF! | #REF!
6 | 8 | #REF! | #REF! | #REF! | #REF! | #REF! | #REF! | #REF!
6 |  | #REF! | #REF! | #REF! | #REF! | #REF! | #REF! | #REF!
6 |  | #REF! | #REF! | #REF! | #REF! | #REF! | #REF! | #REF!
6 |  | #REF! | #REF! | #REF! | #REF! | #REF! | #REF! | #REF!
6 |  | #REF! | #REF! | #REF! | #REF! | #REF! | #REF! | #REF!
6 |  | #REF! | #REF! | #REF! | #REF! | #REF! | #REF! | #REF!
6 |  | #REF! | #REF! | #REF! | #REF! | #REF! | #REF! | #REF!
7 | 1000 | #REF! | #REF! | #REF! | #REF! | #REF! | #REF! | #REF!
7 | 795 | #REF! | #REF! | #REF! | #REF! | #REF! | #REF! | #REF!
7 | 500 | #REF! | #REF! | #REF! | #REF! | #REF! | #REF! | #REF!
7 | 477 | #REF! | #REF! | #REF! | #REF! | #REF! | #REF! | #REF!
7 | 350 | #REF! | #REF! | #REF! | #REF! | #REF! | #REF! | #REF!
7 | 336 | #REF! | #REF! | #REF! | #REF! | #REF! | #REF! | #REF!
7 | 266 | #REF! | #REF! | #REF! | #REF! | #REF! | #REF! | #REF!
7 | 250 | #REF! | #REF! | #REF! | #REF! | #REF! | #REF! | #REF!
7 | 4/0 | #REF! | #REF! | #REF! | #REF! | #REF! | #REF! | #REF!
7 | 3/0 | #REF! | #REF! | #REF! | #REF! | #REF! | #REF! | #REF!
7 | 2/0 | #REF! | #REF! | #REF! | #REF! | #REF! | #REF! | #REF!
7 | 1/0 | #REF! | #REF! | #REF! | #REF! | #REF! | #REF! | #REF!
7 | 1 | #REF! | #REF! | #REF! | #REF! | #REF! | #REF! | #REF!
7 | 2 | #REF! | #REF! | #REF! | #REF! | #REF! | #REF! | #REF!
7 | 4 | #REF! | #REF! | #REF! | #REF! | #REF! | #REF! | #REF!
7 | 6 | #REF! | #REF! | #REF! | #REF! | #REF! | #REF! | #REF!
7 | 8 | #REF! | #REF! | #REF! | #REF! | #REF! | #REF! | #REF!
7 |  | #REF! | #REF! | #REF! | #REF! | #REF! | #REF! | #REF!
7 |  | #REF! | #REF! | #REF! | #REF! | #REF! | #REF! | #REF!
7 |  | #REF! | #REF! | #REF! | #REF! | #REF! | #REF! | #REF!
7 |  | #REF! | #REF! | #REF! | #REF! | #REF! | #REF! | #REF!
7 |  | #REF! | #REF! | #REF! | #REF! | #REF! | #REF! | #REF!
7 |  | #REF! | #REF! | #REF! | #REF! | #REF! | #REF! | #REF!
8 | 1000 | #REF! | #REF! | #REF! | #REF! | #REF! | #REF! | #REF!
8 | 795 | #REF! | #REF! | #REF! | #REF! | #REF! | #REF! | #REF!
8 | 500 | #REF! | #REF! | #REF! | #REF! | #REF! | #REF! | #REF!
8 | 477 | #REF! | #REF! | #REF! | #REF! | #REF! | #REF! | #REF!
8 | 350 | #REF! | #REF! | #REF! | #REF! | #REF! | #REF! | #REF!
8 | 336 | #REF! | #REF! | #REF! | #REF! | #REF! | #REF! | #REF!
8 | 266 | #REF! | #REF! | #REF! | #REF! | #REF! | #REF! | #REF!
8 | 250 | #REF! | #REF! | #REF! | #REF! | #REF! | #REF! | #REF!
8 | 4/0 | #REF! | #REF! | #REF! | #REF! | #REF! | #REF! | #REF!
8 | 3/0 | #REF! | #REF! | #REF! | #REF! | #REF! | #REF! | #REF!
8 | 2/0 | #REF! | #REF! | #REF! | #REF! | #REF! | #REF! | #REF!
8 | 1/0 | #REF! | #REF! | #REF! | #REF! | #REF! | #REF! | #REF!
8 | 1 | #REF! | #REF! | #REF! | #REF! | #REF! | #REF! | #REF!
8 | 2 | #REF! | #REF! | #REF! | #REF! | #REF! | #REF! | #REF!
8 | 4 | #REF! | #REF! | #REF! | #REF! | #REF! | #REF! | #REF!
8 | 6 | #REF! | #REF! | #REF! | #REF! | #REF! | #REF! | #REF!
8 | 8 | #REF! | #REF! | #REF! | #REF! | #REF! | #REF! | #REF!
8 |  | #REF! | #REF! | #REF! | #REF! | #REF! | #REF! | #REF!
8 |  | #REF! | #REF! | #REF! | #REF! | #REF! | #REF! | #REF!
8 |  | #REF! | #REF! | #REF! | #REF! | #REF! | #REF! | #REF!
8 |  | #REF! | #REF! | #REF! | #REF! | #REF! | #REF! | #REF!
8 |  | #REF! | #REF! | #REF! | #REF! | #REF! | #REF! | #REF!
8 |  | #REF! | #REF! | #REF! | #REF! | #REF! | #REF! | #REF!
9 | 1000 | #REF! | #REF! | #REF! | #REF! | #REF! | #REF! | #REF!
9 | 795 | #REF! | #REF! | #REF! | #REF! | #REF! | #REF! | #REF!
9 | 500 | #REF! | #REF! | #REF! | #REF! | #REF! | #REF! | #REF!
9 | 477 | #REF! | #REF! | #REF! | #REF! | #REF! | #REF! | #REF!
9 | 350 | #REF! | #REF! | #REF! | #REF! | #REF! | #REF! | #REF!
9 | 336 | #REF! | #REF! | #REF! | #REF! | #REF! | #REF! | #REF!
9 | 266 | #REF! | #REF! | #REF! | #REF! | #REF! | #REF! | #REF!
9 | 250 | #REF! | #REF! | #REF! | #REF! | #REF! | #REF! | #REF!
9 | 4/0 | #REF! | #REF! | #REF! | #REF! | #REF! | #REF! | #REF!
9 | 3/0 | #REF! | #REF! | #REF! | #REF! | #REF! | #REF! | #REF!
9 | 2/0 | #REF! | #REF! | #REF! | #REF! | #REF! | #REF! | #REF!
9 | 1/0 | #REF! | #REF! | #REF! | #REF! | #REF! | #REF! | #REF!
9 | 1 | #REF! | #REF! | #REF! | #REF! | #REF! | #REF! | #REF!
9 | 2 | #REF! | #REF! | #REF! | #REF! | #REF! | #REF! | #REF!
9 | 4 | #REF! | #REF! | #REF! | #REF! | #REF! | #REF! | #REF!
9 | 6 | #REF! | #REF! | #REF! | #REF! | #REF! | #REF! | #REF!
9 | 8 | #REF! | #REF! | #REF! | #REF! | #REF! | #REF! | #REF!
9 |  | #REF! | #REF! | #REF! | #REF! | #REF! | #REF! | #REF!
9 |  | #REF! | #REF! | #REF! | #REF! | #REF! | #REF! | #REF!
9 |  | #REF! | #REF! | #REF! | #REF! | #REF! | #REF! | #REF!
9 |  | #REF! | #REF! | #REF! | #REF! | #REF! | #REF! | #REF!
9 |  | #REF! | #REF! | #REF! | #REF! | #REF! | #REF! | #REF!
9 |  | #REF! | #REF! | #REF! | #REF! | #REF! | #REF! | #REF!
10 | 1000 | #REF! | #REF! | #REF! | #REF! | #REF! | #REF! | #REF!
10 | 795 | #REF! | #REF! | #REF! | #REF! | #REF! | #REF! | #REF!
10 | 500 | #REF! | #REF! | #REF! | #REF! | #REF! | #REF! | #REF!
10 | 477 | #REF! | #REF! | #REF! | #REF! | #REF! | #REF! | #REF!
10 | 350 | #REF! | #REF! | #REF! | #REF! | #REF! | #REF! | #REF!
10 | 336 | #REF! | #REF! | #REF! | #REF! | #REF! | #REF! | #REF!
10 | 266 | #REF! | #REF! | #REF! | #REF! | #REF! | #REF! | #REF!
10 | 250 | #REF! | #REF! | #REF! | #REF! | #REF! | #REF! | #REF!
10 | 4/0 | #REF! | #REF! | #REF! | #REF! | #REF! | #REF! | #REF!
10 | 3/0 | #REF! | #REF! | #REF! | #REF! | #REF! | #REF! | #REF!
10 | 2/0 | #REF! | #REF! | #REF! | #REF! | #REF! | #REF! | #REF!
10 | 1/0 | #REF! | #REF! | #REF! | #REF! | #REF! | #REF! | #REF!
10 | 1 | #REF! | #REF! | #REF! | #REF! | #REF! | #REF! | #REF!
10 | 2 | #REF! | #REF! | #REF! | #REF! | #REF! | #REF! | #REF!
10 | 4 | #REF! | #REF! | #REF! | #REF! | #REF! | #REF! | #REF!
10 | 6 | #REF! | #REF! | #REF! | #REF! | #REF! | #REF! | #REF!
10 | 8 | #REF! | #REF! | #REF! | #REF! | #REF! | #REF! | #REF!
10 |  | #REF! | #REF! | #REF! | #REF! | #REF! | #REF! | #REF!
10 |  | #REF! | #REF! | #REF! | #REF! | #REF! | #REF! | #REF!
10 |  | #REF! | #REF! | #REF! | #REF! | #REF! | #REF! | #REF!
10 |  | #REF! | #REF! | #REF! | #REF! | #REF! | #REF! | #REF!
10 |  | #REF! | #REF! | #REF! | #REF! | #REF! | #REF! | #REF!
10 |  | #REF! | #REF! | #REF! | #REF! | #REF! | #REF! | #REF!
11 | 1000 | #REF! | #REF! | #REF! | #REF! | #REF! | #REF! | #REF!
11 | 795 | #REF! | #REF! | #REF! | #REF! | #REF! | #REF! | #REF!
11 | 500 | #REF! | #REF! | #REF! | #REF! | #REF! | #REF! | #REF!
11 | 477 | #REF! | #REF! | #REF! | #REF! | #REF! | #REF! | #REF!
11 | 350 | #REF! | #REF! | #REF! | #REF! | #REF! | #REF! | #REF!
11 | 336 | #REF! | #REF! | #REF! | #REF! | #REF! | #REF! | #REF!
11 | 266 | #REF! | #REF! | #REF! | #REF! | #REF! | #REF! | #REF!
11 | 250 | #REF! | #REF! | #REF! | #REF! | #REF! | #REF! | #REF!
11 | 4/0 | #REF! | #REF! | #REF! | #REF! | #REF! | #REF! | #REF!
11 | 3/0 | #REF! | #REF! | #REF! | #REF! | #REF! | #REF! | #REF!
11 | 2/0 | #REF! | #REF! | #REF! | #REF! | #REF! | #REF! | #REF!
11 | 1/0 | #REF! | #REF! | #REF! | #REF! | #REF! | #REF! | #REF!
11 | 1 | #REF! | #REF! | #REF! | #REF! | #REF! | #REF! | #REF!
11 | 2 | #REF! | #REF! | #REF! | #REF! | #REF! | #REF! | #REF!
11 | 4 | #REF! | #REF! | #REF! | #REF! | #REF! | #REF! | #REF!
11 | 6 | #REF! | #REF! | #REF! | #REF! | #REF! | #REF! | #REF!
11 | 8 | #REF! | #REF! | #REF! | #REF! | #REF! | #REF! | #REF!
11 |  | #REF! | #REF! | #REF! | #REF! | #REF! | #REF! | #REF!
11 |  | #REF! | #REF! | #REF! | #REF! | #REF! | #REF! | #REF!
11 |  | #REF! | #REF! | #REF! | #REF! | #REF! | #REF! | #REF!
11 |  | #REF! | #REF! | #REF! | #REF! | #REF! | #REF! | #REF!
11 |  | #REF! | #REF! | #REF! | #REF! | #REF! | #REF! | #REF!
11 |  | #REF! | #REF! | #REF! | #REF! | #REF! | #REF! | #REF!

## Valores admisibles de entrada (hidden)
Tipo de red | Tensiones del sistema (kV) | Tipo de conductor | Tipo de sistema | Neutro | Conductor de tierra | Tramos | Contemplar pérdidas CREG
Aérea | 44 | ACSR | Monofásico | Si | Si | Tramo 1 | Si
Subterránea | 34.5 | AAAC | Bifásico | No | No | Tramo 2 | No
| 33 | AAC semiaislado XLPE 15 kV | Trifásico |  |  | Tramo 3
| 13.8 | ACSR semiaislado XLPE 15 kV |  |  |  | Tramo 4
| 13.2 | AAAC semiaislado XLPE 15 kV |  |  |  | Tramo 5
| 11.4 | ACSR semiaislado XLPE 35 kV |  |  |  | Tramo 6
| 7.62 | AAAC semiaislado XLPE 35 kV |  |  |  | Tramo 7
| 6.13 | AAAC semiaislado XLPE 44 kV |  |  |  | Tramo 8
| 0.48 | Trenzada AL |  |  |  | Tramo 9
| 0.44 | Trenzada Cu |  |  |  | Tramo 10
| 0.38 | XLPE Cu - 15 kV |  |  |  | Tramo 11
| 0.24 | XLPE Cu - 38 kV
| 0.22 | XLPE Cu - 46 kV
| 0.208 | XLPE AL - 15 kV
| 0.12 | XLPE AL - 38 kV
| 0.11 | XLPE AL - 46 kV
THW AL 600 V
THWN AL 600 V
THWN-2 AL 600 V
THWN-2 Cu 600 V
Acometida concéntrica XLPE - 600 V
Cable autosoportado neutro AAAC - XLPE
Cable autosoportado neutro ACSR - XLPE
Reserva BT 4 - AEO
Reserva BT 5 - AEO
Reserva MT 1 - SUB
Reserva MT 2 - SUB
Reserva BT 2 - SUB
Reserva BT 3 - SUB
Reserva BT 4 - SUB
Reserva BT 5 - SUB

## Costos operativos proyectados (hidden)
AÑO
#REF! | #REF! | Pérdidas de Energía Año 1 [kw-h] | Valor presente neto | 1 | 2 | 3 | 4 | 5 | 6 | 7 | 8 | 9 | 10 | 11 | 12 | 13 | 14 | 15 | 16 | 17 | 18 | 19 | 20 | 21 | 22 | 23 | 24 | 25 | 26 | 27 | 28 | 29 | 30 | 31 | 32 | 33 | 34 | 35 | 36 | 37 | 38 | 39 | 40
#REF! | 1000 | #REF! | #REF! | #REF! | #REF! | #REF! | #REF! | #REF! | #REF! | #REF! | #REF! | #REF! | #REF! | #REF! | #REF! | #REF! | #REF! | #REF! | #REF! | #REF! | #REF! | #REF! | #REF! | #REF! | #REF! | #REF! | #REF! | #REF! | #REF! | #REF! | #REF! | #REF! | #REF! | #REF! | #REF! | #REF! | #REF! | #REF! | #REF! | #REF! | #REF! | #REF! | #REF!
#REF! | 795 | #REF! | #REF! | #REF! | #REF! | #REF! | #REF! | #REF! | #REF! | #REF! | #REF! | #REF! | #REF! | #REF! | #REF! | #REF! | #REF! | #REF! | #REF! | #REF! | #REF! | #REF! | #REF! | #REF! | #REF! | #REF! | #REF! | #REF! | #REF! | #REF! | #REF! | #REF! | #REF! | #REF! | #REF! | #REF! | #REF! | #REF! | #REF! | #REF! | #REF! | #REF! | #REF!
#REF! | 500 | #REF! | #REF! | #REF! | #REF! | #REF! | #REF! | #REF! | #REF! | #REF! | #REF! | #REF! | #REF! | #REF! | #REF! | #REF! | #REF! | #REF! | #REF! | #REF! | #REF! | #REF! | #REF! | #REF! | #REF! | #REF! | #REF! | #REF! | #REF! | #REF! | #REF! | #REF! | #REF! | #REF! | #REF! | #REF! | #REF! | #REF! | #REF! | #REF! | #REF! | #REF! | #REF!
#REF! | 477 | #REF! | #REF! | #REF! | #REF! | #REF! | #REF! | #REF! | #REF! | #REF! | #REF! | #REF! | #REF! | #REF! | #REF! | #REF! | #REF! | #REF! | #REF! | #REF! | #REF! | #REF! | #REF! | #REF! | #REF! | #REF! | #REF! | #REF! | #REF! | #REF! | #REF! | #REF! | #REF! | #REF! | #REF! | #REF! | #REF! | #REF! | #REF! | #REF! | #REF! | #REF! | #REF!
#REF! | 350 | #REF! | #REF! | #REF! | #REF! | #REF! | #REF! | #REF! | #REF! | #REF! | #REF! | #REF! | #REF! | #REF! | #REF! | #REF! | #REF! | #REF! | #REF! | #REF! | #REF! | #REF! | #REF! | #REF! | #REF! | #REF! | #REF! | #REF! | #REF! | #REF! | #REF! | #REF! | #REF! | #REF! | #REF! | #REF! | #REF! | #REF! | #REF! | #REF! | #REF! | #REF! | #REF!
#REF! | 336 | #REF! | #REF! | #REF! | #REF! | #REF! | #REF! | #REF! | #REF! | #REF! | #REF! | #REF! | #REF! | #REF! | #REF! | #REF! | #REF! | #REF! | #REF! | #REF! | #REF! | #REF! | #REF! | #REF! | #REF! | #REF! | #REF! | #REF! | #REF! | #REF! | #REF! | #REF! | #REF! | #REF! | #REF! | #REF! | #REF! | #REF! | #REF! | #REF! | #REF! | #REF! | #REF!
#REF! | 266 | #REF! | #REF! | #REF! | #REF! | #REF! | #REF! | #REF! | #REF! | #REF! | #REF! | #REF! | #REF! | #REF! | #REF! | #REF! | #REF! | #REF! | #REF! | #REF! | #REF! | #REF! | #REF! | #REF! | #REF! | #REF! | #REF! | #REF! | #REF! | #REF! | #REF! | #REF! | #REF! | #REF! | #REF! | #REF! | #REF! | #REF! | #REF! | #REF! | #REF! | #REF! | #REF!
#REF! | 250 | #REF! | #REF! | #REF! | #REF! | #REF! | #REF! | #REF! | #REF! | #REF! | #REF! | #REF! | #REF! | #REF! | #REF! | #REF! | #REF! | #REF! | #REF! | #REF! | #REF! | #REF! | #REF! | #REF! | #REF! | #REF! | #REF! | #REF! | #REF! | #REF! | #REF! | #REF! | #REF! | #REF! | #REF! | #REF! | #REF! | #REF! | #REF! | #REF! | #REF! | #REF! | #REF!
#REF! | 4/0 | #REF! | #REF! | #REF! | #REF! | #REF! | #REF! | #REF! | #REF! | #REF! | #REF! | #REF! | #REF! | #REF! | #REF! | #REF! | #REF! | #REF! | #REF! | #REF! | #REF! | #REF! | #REF! | #REF! | #REF! | #REF! | #REF! | #REF! | #REF! | #REF! | #REF! | #REF! | #REF! | #REF! | #REF! | #REF! | #REF! | #REF! | #REF! | #REF! | #REF! | #REF! | #REF!
#REF! | 3/0 | #REF! | #REF! | #REF! | #REF! | #REF! | #REF! | #REF! | #REF! | #REF! | #REF! | #REF! | #REF! | #REF! | #REF! | #REF! | #REF! | #REF! | #REF! | #REF! | #REF! | #REF! | #REF! | #REF! | #REF! | #REF! | #REF! | #REF! | #REF! | #REF! | #REF! | #REF! | #REF! | #REF! | #REF! | #REF! | #REF! | #REF! | #REF! | #REF! | #REF! | #REF! | #REF!
#REF! | 2/0 | #REF! | #REF! | #REF! | #REF! | #REF! | #REF! | #REF! | #REF! | #REF! | #REF! | #REF! | #REF! | #REF! | #REF! | #REF! | #REF! | #REF! | #REF! | #REF! | #REF! | #REF! | #REF! | #REF! | #REF! | #REF! | #REF! | #REF! | #REF! | #REF! | #REF! | #REF! | #REF! | #REF! | #REF! | #REF! | #REF! | #REF! | #REF! | #REF! | #REF! | #REF! | #REF!
#REF! | 1/0 | #REF! | #REF! | #REF! | #REF! | #REF! | #REF! | #REF! | #REF! | #REF! | #REF! | #REF! | #REF! | #REF! | #REF! | #REF! | #REF! | #REF! | #REF! | #REF! | #REF! | #REF! | #REF! | #REF! | #REF! | #REF! | #REF! | #REF! | #REF! | #REF! | #REF! | #REF! | #REF! | #REF! | #REF! | #REF! | #REF! | #REF! | #REF! | #REF! | #REF! | #REF! | #REF!
#REF! | 1 | #REF! | #REF! | #REF! | #REF! | #REF! | #REF! | #REF! | #REF! | #REF! | #REF! | #REF! | #REF! | #REF! | #REF! | #REF! | #REF! | #REF! | #REF! | #REF! | #REF! | #REF! | #REF! | #REF! | #REF! | #REF! | #REF! | #REF! | #REF! | #REF! | #REF! | #REF! | #REF! | #REF! | #REF! | #REF! | #REF! | #REF! | #REF! | #REF! | #REF! | #REF! | #REF!
#REF! | 2 | #REF! | #REF! | #REF! | #REF! | #REF! | #REF! | #REF! | #REF! | #REF! | #REF! | #REF! | #REF! | #REF! | #REF! | #REF! | #REF! | #REF! | #REF! | #REF! | #REF! | #REF! | #REF! | #REF! | #REF! | #REF! | #REF! | #REF! | #REF! | #REF! | #REF! | #REF! | #REF! | #REF! | #REF! | #REF! | #REF! | #REF! | #REF! | #REF! | #REF! | #REF! | #REF!
#REF! | 4 | #REF! | #REF! | #REF! | #REF! | #REF! | #REF! | #REF! | #REF! | #REF! | #REF! | #REF! | #REF! | #REF! | #REF! | #REF! | #REF! | #REF! | #REF! | #REF! | #REF! | #REF! | #REF! | #REF! | #REF! | #REF! | #REF! | #REF! | #REF! | #REF! | #REF! | #REF! | #REF! | #REF! | #REF! | #REF! | #REF! | #REF! | #REF! | #REF! | #REF! | #REF! | #REF!
#REF! | 6 | #REF! | #REF! | #REF! | #REF! | #REF! | #REF! | #REF! | #REF! | #REF! | #REF! | #REF! | #REF! | #REF! | #REF! | #REF! | #REF! | #REF! | #REF! | #REF! | #REF! | #REF! | #REF! | #REF! | #REF! | #REF! | #REF! | #REF! | #REF! | #REF! | #REF! | #REF! | #REF! | #REF! | #REF! | #REF! | #REF! | #REF! | #REF! | #REF! | #REF! | #REF! | #REF!
#REF! |  | #REF! | #REF! | #REF! | #REF! | #REF! | #REF! | #REF! | #REF! | #REF! | #REF! | #REF! | #REF! | #REF! | #REF! | #REF! | #REF! | #REF! | #REF! | #REF! | #REF! | #REF! | #REF! | #REF! | #REF! | #REF! | #REF! | #REF! | #REF! | #REF! | #REF! | #REF! | #REF! | #REF! | #REF! | #REF! | #REF! | #REF! | #REF! | #REF! | #REF! | #REF! | #REF!
#REF! |  | #REF! | #REF! | #REF! | #REF! | #REF! | #REF! | #REF! | #REF! | #REF! | #REF! | #REF! | #REF! | #REF! | #REF! | #REF! | #REF! | #REF! | #REF! | #REF! | #REF! | #REF! | #REF! | #REF! | #REF! | #REF! | #REF! | #REF! | #REF! | #REF! | #REF! | #REF! | #REF! | #REF! | #REF! | #REF! | #REF! | #REF! | #REF! | #REF! | #REF! | #REF! | #REF!
#REF! |  | #REF! | #REF! | #REF! | #REF! | #REF! | #REF! | #REF! | #REF! | #REF! | #REF! | #REF! | #REF! | #REF! | #REF! | #REF! | #REF! | #REF! | #REF! | #REF! | #REF! | #REF! | #REF! | #REF! | #REF! | #REF! | #REF! | #REF! | #REF! | #REF! | #REF! | #REF! | #REF! | #REF! | #REF! | #REF! | #REF! | #REF! | #REF! | #REF! | #REF! | #REF! | #REF!
#REF! |  | #REF! | #REF! | #REF! | #REF! | #REF! | #REF! | #REF! | #REF! | #REF! | #REF! | #REF! | #REF! | #REF! | #REF! | #REF! | #REF! | #REF! | #REF! | #REF! | #REF! | #REF! | #REF! | #REF! | #REF! | #REF! | #REF! | #REF! | #REF! | #REF! | #REF! | #REF! | #REF! | #REF! | #REF! | #REF! | #REF! | #REF! | #REF! | #REF! | #REF! | #REF! | #REF!
#REF! |  | #REF! | #REF! | #REF! | #REF! | #REF! | #REF! | #REF! | #REF! | #REF! | #REF! | #REF! | #REF! | #REF! | #REF! | #REF! | #REF! | #REF! | #REF! | #REF! | #REF! | #REF! | #REF! | #REF! | #REF! | #REF! | #REF! | #REF! | #REF! | #REF! | #REF! | #REF! | #REF! | #REF! | #REF! | #REF! | #REF! | #REF! | #REF! | #REF! | #REF! | #REF! | #REF!
#REF! |  | #REF! | #REF! | #REF! | #REF! | #REF! | #REF! | #REF! | #REF! | #REF! | #REF! | #REF! | #REF! | #REF! | #REF! | #REF! | #REF! | #REF! | #REF! | #REF! | #REF! | #REF! | #REF! | #REF! | #REF! | #REF! | #REF! | #REF! | #REF! | #REF! | #REF! | #REF! | #REF! | #REF! | #REF! | #REF! | #REF! | #REF! | #REF! | #REF! | #REF! | #REF! | #REF!
#REF! |  | #REF! | #REF! | #REF! | #REF! | #REF! | #REF! | #REF! | #REF! | #REF! | #REF! | #REF! | #REF! | #REF! | #REF! | #REF! | #REF! | #REF! | #REF! | #REF! | #REF! | #REF! | #REF! | #REF! | #REF! | #REF! | #REF! | #REF! | #REF! | #REF! | #REF! | #REF! | #REF! | #REF! | #REF! | #REF! | #REF! | #REF! | #REF! | #REF! | #REF! | #REF! | #REF!
#REF! | 1000 | #REF! | #REF! | #REF! | #REF! | #REF! | #REF! | #REF! | #REF! | #REF! | #REF! | #REF! | #REF! | #REF! | #REF! | #REF! | #REF! | #REF! | #REF! | #REF! | #REF! | #REF! | #REF! | #REF! | #REF! | #REF! | #REF! | #REF! | #REF! | #REF! | #REF! | #REF! | #REF! | #REF! | #REF! | #REF! | #REF! | #REF! | #REF! | #REF! | #REF! | #REF! | #REF!
#REF! | 795 | #REF! | #REF! | #REF! | #REF! | #REF! | #REF! | #REF! | #REF! | #REF! | #REF! | #REF! | #REF! | #REF! | #REF! | #REF! | #REF! | #REF! | #REF! | #REF! | #REF! | #REF! | #REF! | #REF! | #REF! | #REF! | #REF! | #REF! | #REF! | #REF! | #REF! | #REF! | #REF! | #REF! | #REF! | #REF! | #REF! | #REF! | #REF! | #REF! | #REF! | #REF! | #REF!
#REF! | 500 | #REF! | #REF! | #REF! | #REF! | #REF! | #REF! | #REF! | #REF! | #REF! | #REF! | #REF! | #REF! | #REF! | #REF! | #REF! | #REF! | #REF! | #REF! | #REF! | #REF! | #REF! | #REF! | #REF! | #REF! | #REF! | #REF! | #REF! | #REF! | #REF! | #REF! | #REF! | #REF! | #REF! | #REF! | #REF! | #REF! | #REF! | #REF! | #REF! | #REF! | #REF! | #REF!
#REF! | 477 | #REF! | #REF! | #REF! | #REF! | #REF! | #REF! | #REF! | #REF! | #REF! | #REF! | #REF! | #REF! | #REF! | #REF! | #REF! | #REF! | #REF! | #REF! | #REF! | #REF! | #REF! | #REF! | #REF! | #REF! | #REF! | #REF! | #REF! | #REF! | #REF! | #REF! | #REF! | #REF! | #REF! | #REF! | #REF! | #REF! | #REF! | #REF! | #REF! | #REF! | #REF! | #REF!
#REF! | 350 | #REF! | #REF! | #REF! | #REF! | #REF! | #REF! | #REF! | #REF! | #REF! | #REF! | #REF! | #REF! | #REF! | #REF! | #REF! | #REF! | #REF! | #REF! | #REF! | #REF! | #REF! | #REF! | #REF! | #REF! | #REF! | #REF! | #REF! | #REF! | #REF! | #REF! | #REF! | #REF! | #REF! | #REF! | #REF! | #REF! | #REF! | #REF! | #REF! | #REF! | #REF! | #REF!
#REF! | 336 | #REF! | #REF! | #REF! | #REF! | #REF! | #REF! | #REF! | #REF! | #REF! | #REF! | #REF! | #REF! | #REF! | #REF! | #REF! | #REF! | #REF! | #REF! | #REF! | #REF! | #REF! | #REF! | #REF! | #REF! | #REF! | #REF! | #REF! | #REF! | #REF! | #REF! | #REF! | #REF! | #REF! | #REF! | #REF! | #REF! | #REF! | #REF! | #REF! | #REF! | #REF! | #REF!
#REF! | 266 | #REF! | #REF! | #REF! | #REF! | #REF! | #REF! | #REF! | #REF! | #REF! | #REF! | #REF! | #REF! | #REF! | #REF! | #REF! | #REF! | #REF! | #REF! | #REF! | #REF! | #REF! | #REF! | #REF! | #REF! | #REF! | #REF! | #REF! | #REF! | #REF! | #REF! | #REF! | #REF! | #REF! | #REF! | #REF! | #REF! | #REF! | #REF! | #REF! | #REF! | #REF! | #REF!
#REF! | 250 | #REF! | #REF! | #REF! | #REF! | #REF! | #REF! | #REF! | #REF! | #REF! | #REF! | #REF! | #REF! | #REF! | #REF! | #REF! | #REF! | #REF! | #REF! | #REF! | #REF! | #REF! | #REF! | #REF! | #REF! | #REF! | #REF! | #REF! | #REF! | #REF! | #REF! | #REF! | #REF! | #REF! | #REF! | #REF! | #REF! | #REF! | #REF! | #REF! | #REF! | #REF! | #REF!
#REF! | 4/0 | #REF! | #REF! | #REF! | #REF! | #REF! | #REF! | #REF! | #REF! | #REF! | #REF! | #REF! | #REF! | #REF! | #REF! | #REF! | #REF! | #REF! | #REF! | #REF! | #REF! | #REF! | #REF! | #REF! | #REF! | #REF! | #REF! | #REF! | #REF! | #REF! | #REF! | #REF! | #REF! | #REF! | #REF! | #REF! | #REF! | #REF! | #REF! | #REF! | #REF! | #REF! | #REF!
#REF! | 3/0 | #REF! | #REF! | #REF! | #REF! | #REF! | #REF! | #REF! | #REF! | #REF! | #REF! | #REF! | #REF! | #REF! | #REF! | #REF! | #REF! | #REF! | #REF! | #REF! | #REF! | #REF! | #REF! | #REF! | #REF! | #REF! | #REF! | #REF! | #REF! | #REF! | #REF! | #REF! | #REF! | #REF! | #REF! | #REF! | #REF! | #REF! | #REF! | #REF! | #REF! | #REF! | #REF!
#REF! | 2/0 | #REF! | #REF! | #REF! | #REF! | #REF! | #REF! | #REF! | #REF! | #REF! | #REF! | #REF! | #REF! | #REF! | #REF! | #REF! | #REF! | #REF! | #REF! | #REF! | #REF! | #REF! | #REF! | #REF! | #REF! | #REF! | #REF! | #REF! | #REF! | #REF! | #REF! | #REF! | #REF! | #REF! | #REF! | #REF! | #REF! | #REF! | #REF! | #REF! | #REF! | #REF! | #REF!
#REF! | 1/0 | #REF! | #REF! | #REF! | #REF! | #REF! | #REF! | #REF! | #REF! | #REF! | #REF! | #REF! | #REF! | #REF! | #REF! | #REF! | #REF! | #REF! | #REF! | #REF! | #REF! | #REF! | #REF! | #REF! | #REF! | #REF! | #REF! | #REF! | #REF! | #REF! | #REF! | #REF! | #REF! | #REF! | #REF! | #REF! | #REF! | #REF! | #REF! | #REF! | #REF! | #REF! | #REF!
#REF! | 1 | #REF! | #REF! | #REF! | #REF! | #REF! | #REF! | #REF! | #REF! | #REF! | #REF! | #REF! | #REF! | #REF! | #REF! | #REF! | #REF! | #REF! | #REF! | #REF! | #REF! | #REF! | #REF! | #REF! | #REF! | #REF! | #REF! | #REF! | #REF! | #REF! | #REF! | #REF! | #REF! | #REF! | #REF! | #REF! | #REF! | #REF! | #REF! | #REF! | #REF! | #REF! | #REF!
#REF! | 2 | #REF! | #REF! | #REF! | #REF! | #REF! | #REF! | #REF! | #REF! | #REF! | #REF! | #REF! | #REF! | #REF! | #REF! | #REF! | #REF! | #REF! | #REF! | #REF! | #REF! | #REF! | #REF! | #REF! | #REF! | #REF! | #REF! | #REF! | #REF! | #REF! | #REF! | #REF! | #REF! | #REF! | #REF! | #REF! | #REF! | #REF! | #REF! | #REF! | #REF! | #REF! | #REF!
#REF! | 4 | #REF! | #REF! | #REF! | #REF! | #REF! | #REF! | #REF! | #REF! | #REF! | #REF! | #REF! | #REF! | #REF! | #REF! | #REF! | #REF! | #REF! | #REF! | #REF! | #REF! | #REF! | #REF! | #REF! | #REF! | #REF! | #REF! | #REF! | #REF! | #REF! | #REF! | #REF! | #REF! | #REF! | #REF! | #REF! | #REF! | #REF! | #REF! | #REF! | #REF! | #REF! | #REF!
#REF! | 6 | #REF! | #REF! | #REF! | #REF! | #REF! | #REF! | #REF! | #REF! | #REF! | #REF! | #REF! | #REF! | #REF! | #REF! | #REF! | #REF! | #REF! | #REF! | #REF! | #REF! | #REF! | #REF! | #REF! | #REF! | #REF! | #REF! | #REF! | #REF! | #REF! | #REF! | #REF! | #REF! | #REF! | #REF! | #REF! | #REF! | #REF! | #REF! | #REF! | #REF! | #REF! | #REF!
#REF! |  | #REF! | #REF! | #REF! | #REF! | #REF! | #REF! | #REF! | #REF! | #REF! | #REF! | #REF! | #REF! | #REF! | #REF! | #REF! | #REF! | #REF! | #REF! | #REF! | #REF! | #REF! | #REF! | #REF! | #REF! | #REF! | #REF! | #REF! | #REF! | #REF! | #REF! | #REF! | #REF! | #REF! | #REF! | #REF! | #REF! | #REF! | #REF! | #REF! | #REF! | #REF! | #REF!
#REF! |  | #REF! | #REF! | #REF! | #REF! | #REF! | #REF! | #REF! | #REF! | #REF! | #REF! | #REF! | #REF! | #REF! | #REF! | #REF! | #REF! | #REF! | #REF! | #REF! | #REF! | #REF! | #REF! | #REF! | #REF! | #REF! | #REF! | #REF! | #REF! | #REF! | #REF! | #REF! | #REF! | #REF! | #REF! | #REF! | #REF! | #REF! | #REF! | #REF! | #REF! | #REF! | #REF!
#REF! |  | #REF! | #REF! | #REF! | #REF! | #REF! | #REF! | #REF! | #REF! | #REF! | #REF! | #REF! | #REF! | #REF! | #REF! | #REF! | #REF! | #REF! | #REF! | #REF! | #REF! | #REF! | #REF! | #REF! | #REF! | #REF! | #REF! | #REF! | #REF! | #REF! | #REF! | #REF! | #REF! | #REF! | #REF! | #REF! | #REF! | #REF! | #REF! | #REF! | #REF! | #REF! | #REF!
#REF! |  | #REF! | #REF! | #REF! | #REF! | #REF! | #REF! | #REF! | #REF! | #REF! | #REF! | #REF! | #REF! | #REF! | #REF! | #REF! | #REF! | #REF! | #REF! | #REF! | #REF! | #REF! | #REF! | #REF! | #REF! | #REF! | #REF! | #REF! | #REF! | #REF! | #REF! | #REF! | #REF! | #REF! | #REF! | #REF! | #REF! | #REF! | #REF! | #REF! | #REF! | #REF! | #REF!
#REF! |  | #REF! | #REF! | #REF! | #REF! | #REF! | #REF! | #REF! | #REF! | #REF! | #REF! | #REF! | #REF! | #REF! | #REF! | #REF! | #REF! | #REF! | #REF! | #REF! | #REF! | #REF! | #REF! | #REF! | #REF! | #REF! | #REF! | #REF! | #REF! | #REF! | #REF! | #REF! | #REF! | #REF! | #REF! | #REF! | #REF! | #REF! | #REF! | #REF! | #REF! | #REF! | #REF!
#REF! |  | #REF! | #REF! | #REF! | #REF! | #REF! | #REF! | #REF! | #REF! | #REF! | #REF! | #REF! | #REF! | #REF! | #REF! | #REF! | #REF! | #REF! | #REF! | #REF! | #REF! | #REF! | #REF! | #REF! | #REF! | #REF! | #REF! | #REF! | #REF! | #REF! | #REF! | #REF! | #REF! | #REF! | #REF! | #REF! | #REF! | #REF! | #REF! | #REF! | #REF! | #REF! | #REF!
#REF! |  | #REF! | #REF! | #REF! | #REF! | #REF! | #REF! | #REF! | #REF! | #REF! | #REF! | #REF! | #REF! | #REF! | #REF! | #REF! | #REF! | #REF! | #REF! | #REF! | #REF! | #REF! | #REF! | #REF! | #REF! | #REF! | #REF! | #REF! | #REF! | #REF! | #REF! | #REF! | #REF! | #REF! | #REF! | #REF! | #REF! | #REF! | #REF! | #REF! | #REF! | #REF! | #REF!
#REF! | 1000 | #REF! | #REF! | #REF! | #REF! | #REF! | #REF! | #REF! | #REF! | #REF! | #REF! | #REF! | #REF! | #REF! | #REF! | #REF! | #REF! | #REF! | #REF! | #REF! | #REF! | #REF! | #REF! | #REF! | #REF! | #REF! | #REF! | #REF! | #REF! | #REF! | #REF! | #REF! | #REF! | #REF! | #REF! | #REF! | #REF! | #REF! | #REF! | #REF! | #REF! | #REF! | #REF!
#REF! | 795 | #REF! | #REF! | #REF! | #REF! | #REF! | #REF! | #REF! | #REF! | #REF! | #REF! | #REF! | #REF! | #REF! | #REF! | #REF! | #REF! | #REF! | #REF! | #REF! | #REF! | #REF! | #REF! | #REF! | #REF! | #REF! | #REF! | #REF! | #REF! | #REF! | #REF! | #REF! | #REF! | #REF! | #REF! | #REF! | #REF! | #REF! | #REF! | #REF! | #REF! | #REF! | #REF!
#REF! | 500 | #REF! | #REF! | #REF! | #REF! | #REF! | #REF! | #REF! | #REF! | #REF! | #REF! | #REF! | #REF! | #REF! | #REF! | #REF! | #REF! | #REF! | #REF! | #REF! | #REF! | #REF! | #REF! | #REF! | #REF! | #REF! | #REF! | #REF! | #REF! | #REF! | #REF! | #REF! | #REF! | #REF! | #REF! | #REF! | #REF! | #REF! | #REF! | #REF! | #REF! | #REF! | #REF!
#REF! | 477 | #REF! | #REF! | #REF! | #REF! | #REF! | #REF! | #REF! | #REF! | #REF! | #REF! | #REF! | #REF! | #REF! | #REF! | #REF! | #REF! | #REF! | #REF! | #REF! | #REF! | #REF! | #REF! | #REF! | #REF! | #REF! | #REF! | #REF! | #REF! | #REF! | #REF! | #REF! | #REF! | #REF! | #REF! | #REF! | #REF! | #REF! | #REF! | #REF! | #REF! | #REF! | #REF!
#REF! | 350 | #REF! | #REF! | #REF! | #REF! | #REF! | #REF! | #REF! | #REF! | #REF! | #REF! | #REF! | #REF! | #REF! | #REF! | #REF! | #REF! | #REF! | #REF! | #REF! | #REF! | #REF! | #REF! | #REF! | #REF! | #REF! | #REF! | #REF! | #REF! | #REF! | #REF! | #REF! | #REF! | #REF! | #REF! | #REF! | #REF! | #REF! | #REF! | #REF! | #REF! | #REF! | #REF!
#REF! | 336 | #REF! | #REF! | #REF! | #REF! | #REF! | #REF! | #REF! | #REF! | #REF! | #REF! | #REF! | #REF! | #REF! | #REF! | #REF! | #REF! | #REF! | #REF! | #REF! | #REF! | #REF! | #REF! | #REF! | #REF! | #REF! | #REF! | #REF! | #REF! | #REF! | #REF! | #REF! | #REF! | #REF! | #REF! | #REF! | #REF! | #REF! | #REF! | #REF! | #REF! | #REF! | #REF!
#REF! | 266 | #REF! | #REF! | #REF! | #REF! | #REF! | #REF! | #REF! | #REF! | #REF! | #REF! | #REF! | #REF! | #REF! | #REF! | #REF! | #REF! | #REF! | #REF! | #REF! | #REF! | #REF! | #REF! | #REF! | #REF! | #REF! | #REF! | #REF! | #REF! | #REF! | #REF! | #REF! | #REF! | #REF! | #REF! | #REF! | #REF! | #REF! | #REF! | #REF! | #REF! | #REF! | #REF!
#REF! | 250 | #REF! | #REF! | #REF! | #REF! | #REF! | #REF! | #REF! | #REF! | #REF! | #REF! | #REF! | #REF! | #REF! | #REF! | #REF! | #REF! | #REF! | #REF! | #REF! | #REF! | #REF! | #REF! | #REF! | #REF! | #REF! | #REF! | #REF! | #REF! | #REF! | #REF! | #REF! | #REF! | #REF! | #REF! | #REF! | #REF! | #REF! | #REF! | #REF! | #REF! | #REF! | #REF!
#REF! | 4/0 | #REF! | #REF! | #REF! | #REF! | #REF! | #REF! | #REF! | #REF! | #REF! | #REF! | #REF! | #REF! | #REF! | #REF! | #REF! | #REF! | #REF! | #REF! | #REF! | #REF! | #REF! | #REF! | #REF! | #REF! | #REF! | #REF! | #REF! | #REF! | #REF! | #REF! | #REF! | #REF! | #REF! | #REF! | #REF! | #REF! | #REF! | #REF! | #REF! | #REF! | #REF! | #REF!
#REF! | 3/0 | #REF! | #REF! | #REF! | #REF! | #REF! | #REF! | #REF! | #REF! | #REF! | #REF! | #REF! | #REF! | #REF! | #REF! | #REF! | #REF! | #REF! | #REF! | #REF! | #REF! | #REF! | #REF! | #REF! | #REF! | #REF! | #REF! | #REF! | #REF! | #REF! | #REF! | #REF! | #REF! | #REF! | #REF! | #REF! | #REF! | #REF! | #REF! | #REF! | #REF! | #REF! | #REF!
#REF! | 2/0 | #REF! | #REF! | #REF! | #REF! | #REF! | #REF! | #REF! | #REF! | #REF! | #REF! | #REF! | #REF! | #REF! | #REF! | #REF! | #REF! | #REF! | #REF! | #REF! | #REF! | #REF! | #REF! | #REF! | #REF! | #REF! | #REF! | #REF! | #REF! | #REF! | #REF! | #REF! | #REF! | #REF! | #REF! | #REF! | #REF! | #REF! | #REF! | #REF! | #REF! | #REF! | #REF!
#REF! | 1/0 | #REF! | #REF! | #REF! | #REF! | #REF! | #REF! | #REF! | #REF! | #REF! | #REF! | #REF! | #REF! | #REF! | #REF! | #REF! | #REF! | #REF! | #REF! | #REF! | #REF! | #REF! | #REF! | #REF! | #REF! | #REF! | #REF! | #REF! | #REF! | #REF! | #REF! | #REF! | #REF! | #REF! | #REF! | #REF! | #REF! | #REF! | #REF! | #REF! | #REF! | #REF! | #REF!
#REF! | 1 | #REF! | #REF! | #REF! | #REF! | #REF! | #REF! | #REF! | #REF! | #REF! | #REF! | #REF! | #REF! | #REF! | #REF! | #REF! | #REF! | #REF! | #REF! | #REF! | #REF! | #REF! | #REF! | #REF! | #REF! | #REF! | #REF! | #REF! | #REF! | #REF! | #REF! | #REF! | #REF! | #REF! | #REF! | #REF! | #REF! | #REF! | #REF! | #REF! | #REF! | #REF! | #REF!
#REF! | 2 | #REF! | #REF! | #REF! | #REF! | #REF! | #REF! | #REF! | #REF! | #REF! | #REF! | #REF! | #REF! | #REF! | #REF! | #REF! | #REF! | #REF! | #REF! | #REF! | #REF! | #REF! | #REF! | #REF! | #REF! | #REF! | #REF! | #REF! | #REF! | #REF! | #REF! | #REF! | #REF! | #REF! | #REF! | #REF! | #REF! | #REF! | #REF! | #REF! | #REF! | #REF! | #REF!
#REF! | 4 | #REF! | #REF! | #REF! | #REF! | #REF! | #REF! | #REF! | #REF! | #REF! | #REF! | #REF! | #REF! | #REF! | #REF! | #REF! | #REF! | #REF! | #REF! | #REF! | #REF! | #REF! | #REF! | #REF! | #REF! | #REF! | #REF! | #REF! | #REF! | #REF! | #REF! | #REF! | #REF! | #REF! | #REF! | #REF! | #REF! | #REF! | #REF! | #REF! | #REF! | #REF! | #REF!
#REF! | 6 | #REF! | #REF! | #REF! | #REF! | #REF! | #REF! | #REF! | #REF! | #REF! | #REF! | #REF! | #REF! | #REF! | #REF! | #REF! | #REF! | #REF! | #REF! | #REF! | #REF! | #REF! | #REF! | #REF! | #REF! | #REF! | #REF! | #REF! | #REF! | #REF! | #REF! | #REF! | #REF! | #REF! | #REF! | #REF! | #REF! | #REF! | #REF! | #REF! | #REF! | #REF! | #REF!
#REF! |  | #REF! | #REF! | #REF! | #REF! | #REF! | #REF! | #REF! | #REF! | #REF! | #REF! | #REF! | #REF! | #REF! | #REF! | #REF! | #REF! | #REF! | #REF! | #REF! | #REF! | #REF! | #REF! | #REF! | #REF! | #REF! | #REF! | #REF! | #REF! | #REF! | #REF! | #REF! | #REF! | #REF! | #REF! | #REF! | #REF! | #REF! | #REF! | #REF! | #REF! | #REF! | #REF!
#REF! |  | #REF! | #REF! | #REF! | #REF! | #REF! | #REF! | #REF! | #REF! | #REF! | #REF! | #REF! | #REF! | #REF! | #REF! | #REF! | #REF! | #REF! | #REF! | #REF! | #REF! | #REF! | #REF! | #REF! | #REF! | #REF! | #REF! | #REF! | #REF! | #REF! | #REF! | #REF! | #REF! | #REF! | #REF! | #REF! | #REF! | #REF! | #REF! | #REF! | #REF! | #REF! | #REF!
#REF! |  | #REF! | #REF! | #REF! | #REF! | #REF! | #REF! | #REF! | #REF! | #REF! | #REF! | #REF! | #REF! | #REF! | #REF! | #REF! | #REF! | #REF! | #REF! | #REF! | #REF! | #REF! | #REF! | #REF! | #REF! | #REF! | #REF! | #REF! | #REF! | #REF! | #REF! | #REF! | #REF! | #REF! | #REF! | #REF! | #REF! | #REF! | #REF! | #REF! | #REF! | #REF! | #REF!
#REF! |  | #REF! | #REF! | #REF! | #REF! | #REF! | #REF! | #REF! | #REF! | #REF! | #REF! | #REF! | #REF! | #REF! | #REF! | #REF! | #REF! | #REF! | #REF! | #REF! | #REF! | #REF! | #REF! | #REF! | #REF! | #REF! | #REF! | #REF! | #REF! | #REF! | #REF! | #REF! | #REF! | #REF! | #REF! | #REF! | #REF! | #REF! | #REF! | #REF! | #REF! | #REF! | #REF!
#REF! |  | #REF! | #REF! | #REF! | #REF! | #REF! | #REF! | #REF! | #REF! | #REF! | #REF! | #REF! | #REF! | #REF! | #REF! | #REF! | #REF! | #REF! | #REF! | #REF! | #REF! | #REF! | #REF! | #REF! | #REF! | #REF! | #REF! | #REF! | #REF! | #REF! | #REF! | #REF! | #REF! | #REF! | #REF! | #REF! | #REF! | #REF! | #REF! | #REF! | #REF! | #REF! | #REF!
#REF! |  | #REF! | #REF! | #REF! | #REF! | #REF! | #REF! | #REF! | #REF! | #REF! | #REF! | #REF! | #REF! | #REF! | #REF! | #REF! | #REF! | #REF! | #REF! | #REF! | #REF! | #REF! | #REF! | #REF! | #REF! | #REF! | #REF! | #REF! | #REF! | #REF! | #REF! | #REF! | #REF! | #REF! | #REF! | #REF! | #REF! | #REF! | #REF! | #REF! | #REF! | #REF! | #REF!
#REF! |  | #REF! | #REF! | #REF! | #REF! | #REF! | #REF! | #REF! | #REF! | #REF! | #REF! | #REF! | #REF! | #REF! | #REF! | #REF! | #REF! | #REF! | #REF! | #REF! | #REF! | #REF! | #REF! | #REF! | #REF! | #REF! | #REF! | #REF! | #REF! | #REF! | #REF! | #REF! | #REF! | #REF! | #REF! | #REF! | #REF! | #REF! | #REF! | #REF! | #REF! | #REF! | #REF!
#REF! | 1000 | #REF! | #REF! | #REF! | #REF! | #REF! | #REF! | #REF! | #REF! | #REF! | #REF! | #REF! | #REF! | #REF! | #REF! | #REF! | #REF! | #REF! | #REF! | #REF! | #REF! | #REF! | #REF! | #REF! | #REF! | #REF! | #REF! | #REF! | #REF! | #REF! | #REF! | #REF! | #REF! | #REF! | #REF! | #REF! | #REF! | #REF! | #REF! | #REF! | #REF! | #REF! | #REF!
#REF! | 795 | #REF! | #REF! | #REF! | #REF! | #REF! | #REF! | #REF! | #REF! | #REF! | #REF! | #REF! | #REF! | #REF! | #REF! | #REF! | #REF! | #REF! | #REF! | #REF! | #REF! | #REF! | #REF! | #REF! | #REF! | #REF! | #REF! | #REF! | #REF! | #REF! | #REF! | #REF! | #REF! | #REF! | #REF! | #REF! | #REF! | #REF! | #REF! | #REF! | #REF! | #REF! | #REF!
#REF! | 500 | #REF! | #REF! | #REF! | #REF! | #REF! | #REF! | #REF! | #REF! | #REF! | #REF! | #REF! | #REF! | #REF! | #REF! | #REF! | #REF! | #REF! | #REF! | #REF! | #REF! | #REF! | #REF! | #REF! | #REF! | #REF! | #REF! | #REF! | #REF! | #REF! | #REF! | #REF! | #REF! | #REF! | #REF! | #REF! | #REF! | #REF! | #REF! | #REF! | #REF! | #REF! | #REF!
#REF! | 477 | #REF! | #REF! | #REF! | #REF! | #REF! | #REF! | #REF! | #REF! | #REF! | #REF! | #REF! | #REF! | #REF! | #REF! | #REF! | #REF! | #REF! | #REF! | #REF! | #REF! | #REF! | #REF! | #REF! | #REF! | #REF! | #REF! | #REF! | #REF! | #REF! | #REF! | #REF! | #REF! | #REF! | #REF! | #REF! | #REF! | #REF! | #REF! | #REF! | #REF! | #REF! | #REF!
#REF! | 350 | #REF! | #REF! | #REF! | #REF! | #REF! | #REF! | #REF! | #REF! | #REF! | #REF! | #REF! | #REF! | #REF! | #REF! | #REF! | #REF! | #REF! | #REF! | #REF! | #REF! | #REF! | #REF! | #REF! | #REF! | #REF! | #REF! | #REF! | #REF! | #REF! | #REF! | #REF! | #REF! | #REF! | #REF! | #REF! | #REF! | #REF! | #REF! | #REF! | #REF! | #REF! | #REF!
#REF! | 336 | #REF! | #REF! | #REF! | #REF! | #REF! | #REF! | #REF! | #REF! | #REF! | #REF! | #REF! | #REF! | #REF! | #REF! | #REF! | #REF! | #REF! | #REF! | #REF! | #REF! | #REF! | #REF! | #REF! | #REF! | #REF! | #REF! | #REF! | #REF! | #REF! | #REF! | #REF! | #REF! | #REF! | #REF! | #REF! | #REF! | #REF! | #REF! | #REF! | #REF! | #REF! | #REF!
#REF! | 266 | #REF! | #REF! | #REF! | #REF! | #REF! | #REF! | #REF! | #REF! | #REF! | #REF! | #REF! | #REF! | #REF! | #REF! | #REF! | #REF! | #REF! | #REF! | #REF! | #REF! | #REF! | #REF! | #REF! | #REF! | #REF! | #REF! | #REF! | #REF! | #REF! | #REF! | #REF! | #REF! | #REF! | #REF! | #REF! | #REF! | #REF! | #REF! | #REF! | #REF! | #REF! | #REF!
#REF! | 250 | #REF! | #REF! | #REF! | #REF! | #REF! | #REF! | #REF! | #REF! | #REF! | #REF! | #REF! | #REF! | #REF! | #REF! | #REF! | #REF! | #REF! | #REF! | #REF! | #REF! | #REF! | #REF! | #REF! | #REF! | #REF! | #REF! | #REF! | #REF! | #REF! | #REF! | #REF! | #REF! | #REF! | #REF! | #REF! | #REF! | #REF! | #REF! | #REF! | #REF! | #REF! | #REF!
#REF! | 4/0 | #REF! | #REF! | #REF! | #REF! | #REF! | #REF! | #REF! | #REF! | #REF! | #REF! | #REF! | #REF! | #REF! | #REF! | #REF! | #REF! | #REF! | #REF! | #REF! | #REF! | #REF! | #REF! | #REF! | #REF! | #REF! | #REF! | #REF! | #REF! | #REF! | #REF! | #REF! | #REF! | #REF! | #REF! | #REF! | #REF! | #REF! | #REF! | #REF! | #REF! | #REF! | #REF!
#REF! | 3/0 | #REF! | #REF! | #REF! | #REF! | #REF! | #REF! | #REF! | #REF! | #REF! | #REF! | #REF! | #REF! | #REF! | #REF! | #REF! | #REF! | #REF! | #REF! | #REF! | #REF! | #REF! | #REF! | #REF! | #REF! | #REF! | #REF! | #REF! | #REF! | #REF! | #REF! | #REF! | #REF! | #REF! | #REF! | #REF! | #REF! | #REF! | #REF! | #REF! | #REF! | #REF! | #REF!
#REF! | 2/0 | #REF! | #REF! | #REF! | #REF! | #REF! | #REF! | #REF! | #REF! | #REF! | #REF! | #REF! | #REF! | #REF! | #REF! | #REF! | #REF! | #REF! | #REF! | #REF! | #REF! | #REF! | #REF! | #REF! | #REF! | #REF! | #REF! | #REF! | #REF! | #REF! | #REF! | #REF! | #REF! | #REF! | #REF! | #REF! | #REF! | #REF! | #REF! | #REF! | #REF! | #REF! | #REF!
#REF! | 1/0 | #REF! | #REF! | #REF! | #REF! | #REF! | #REF! | #REF! | #REF! | #REF! | #REF! | #REF! | #REF! | #REF! | #REF! | #REF! | #REF! | #REF! | #REF! | #REF! | #REF! | #REF! | #REF! | #REF! | #REF! | #REF! | #REF! | #REF! | #REF! | #REF! | #REF! | #REF! | #REF! | #REF! | #REF! | #REF! | #REF! | #REF! | #REF! | #REF! | #REF! | #REF! | #REF!
#REF! | 1 | #REF! | #REF! | #REF! | #REF! | #REF! | #REF! | #REF! | #REF! | #REF! | #REF! | #REF! | #REF! | #REF! | #REF! | #REF! | #REF! | #REF! | #REF! | #REF! | #REF! | #REF! | #REF! | #REF! | #REF! | #REF! | #REF! | #REF! | #REF! | #REF! | #REF! | #REF! | #REF! | #REF! | #REF! | #REF! | #REF! | #REF! | #REF! | #REF! | #REF! | #REF! | #REF!
#REF! | 2 | #REF! | #REF! | #REF! | #REF! | #REF! | #REF! | #REF! | #REF! | #REF! | #REF! | #REF! | #REF! | #REF! | #REF! | #REF! | #REF! | #REF! | #REF! | #REF! | #REF! | #REF! | #REF! | #REF! | #REF! | #REF! | #REF! | #REF! | #REF! | #REF! | #REF! | #REF! | #REF! | #REF! | #REF! | #REF! | #REF! | #REF! | #REF! | #REF! | #REF! | #REF! | #REF!
#REF! | 4 | #REF! | #REF! | #REF! | #REF! | #REF! | #REF! | #REF! | #REF! | #REF! | #REF! | #REF! | #REF! | #REF! | #REF! | #REF! | #REF! | #REF! | #REF! | #REF! | #REF! | #REF! | #REF! | #REF! | #REF! | #REF! | #REF! | #REF! | #REF! | #REF! | #REF! | #REF! | #REF! | #REF! | #REF! | #REF! | #REF! | #REF! | #REF! | #REF! | #REF! | #REF! | #REF!
#REF! | 6 | #REF! | #REF! | #REF! | #REF! | #REF! | #REF! | #REF! | #REF! | #REF! | #REF! | #REF! | #REF! | #REF! | #REF! | #REF! | #REF! | #REF! | #REF! | #REF! | #REF! | #REF! | #REF! | #REF! | #REF! | #REF! | #REF! | #REF! | #REF! | #REF! | #REF! | #REF! | #REF! | #REF! | #REF! | #REF! | #REF! | #REF! | #REF! | #REF! | #REF! | #REF! | #REF!
#REF! |  | #REF! | #REF! | #REF! | #REF! | #REF! | #REF! | #REF! | #REF! | #REF! | #REF! | #REF! | #REF! | #REF! | #REF! | #REF! | #REF! | #REF! | #REF! | #REF! | #REF! | #REF! | #REF! | #REF! | #REF! | #REF! | #REF! | #REF! | #REF! | #REF! | #REF! | #REF! | #REF! | #REF! | #REF! | #REF! | #REF! | #REF! | #REF! | #REF! | #REF! | #REF! | #REF!
#REF! |  | #REF! | #REF! | #REF! | #REF! | #REF! | #REF! | #REF! | #REF! | #REF! | #REF! | #REF! | #REF! | #REF! | #REF! | #REF! | #REF! | #REF! | #REF! | #REF! | #REF! | #REF! | #REF! | #REF! | #REF! | #REF! | #REF! | #REF! | #REF! | #REF! | #REF! | #REF! | #REF! | #REF! | #REF! | #REF! | #REF! | #REF! | #REF! | #REF! | #REF! | #REF! | #REF!
#REF! |  | #REF! | #REF! | #REF! | #REF! | #REF! | #REF! | #REF! | #REF! | #REF! | #REF! | #REF! | #REF! | #REF! | #REF! | #REF! | #REF! | #REF! | #REF! | #REF! | #REF! | #REF! | #REF! | #REF! | #REF! | #REF! | #REF! | #REF! | #REF! | #REF! | #REF! | #REF! | #REF! | #REF! | #REF! | #REF! | #REF! | #REF! | #REF! | #REF! | #REF! | #REF! | #REF!
#REF! |  | #REF! | #REF! | #REF! | #REF! | #REF! | #REF! | #REF! | #REF! | #REF! | #REF! | #REF! | #REF! | #REF! | #REF! | #REF! | #REF! | #REF! | #REF! | #REF! | #REF! | #REF! | #REF! | #REF! | #REF! | #REF! | #REF! | #REF! | #REF! | #REF! | #REF! | #REF! | #REF! | #REF! | #REF! | #REF! | #REF! | #REF! | #REF! | #REF! | #REF! | #REF! | #REF!
#REF! |  | #REF! | #REF! | #REF! | #REF! | #REF! | #REF! | #REF! | #REF! | #REF! | #REF! | #REF! | #REF! | #REF! | #REF! | #REF! | #REF! | #REF! | #REF! | #REF! | #REF! | #REF! | #REF! | #REF! | #REF! | #REF! | #REF! | #REF! | #REF! | #REF! | #REF! | #REF! | #REF! | #REF! | #REF! | #REF! | #REF! | #REF! | #REF! | #REF! | #REF! | #REF! | #REF!
#REF! |  | #REF! | #REF! | #REF! | #REF! | #REF! | #REF! | #REF! | #REF! | #REF! | #REF! | #REF! | #REF! | #REF! | #REF! | #REF! | #REF! | #REF! | #REF! | #REF! | #REF! | #REF! | #REF! | #REF! | #REF! | #REF! | #REF! | #REF! | #REF! | #REF! | #REF! | #REF! | #REF! | #REF! | #REF! | #REF! | #REF! | #REF! | #REF! | #REF! | #REF! | #REF! | #REF!
#REF! |  | #REF! | #REF! | #REF! | #REF! | #REF! | #REF! | #REF! | #REF! | #REF! | #REF! | #REF! | #REF! | #REF! | #REF! | #REF! | #REF! | #REF! | #REF! | #REF! | #REF! | #REF! | #REF! | #REF! | #REF! | #REF! | #REF! | #REF! | #REF! | #REF! | #REF! | #REF! | #REF! | #REF! | #REF! | #REF! | #REF! | #REF! | #REF! | #REF! | #REF! | #REF! | #REF!
#REF! | 1000 | #REF! | #REF! | #REF! | #REF! | #REF! | #REF! | #REF! | #REF! | #REF! | #REF! | #REF! | #REF! | #REF! | #REF! | #REF! | #REF! | #REF! | #REF! | #REF! | #REF! | #REF! | #REF! | #REF! | #REF! | #REF! | #REF! | #REF! | #REF! | #REF! | #REF! | #REF! | #REF! | #REF! | #REF! | #REF! | #REF! | #REF! | #REF! | #REF! | #REF! | #REF! | #REF!
#REF! | 795 | #REF! | #REF! | #REF! | #REF! | #REF! | #REF! | #REF! | #REF! | #REF! | #REF! | #REF! | #REF! | #REF! | #REF! | #REF! | #REF! | #REF! | #REF! | #REF! | #REF! | #REF! | #REF! | #REF! | #REF! | #REF! | #REF! | #REF! | #REF! | #REF! | #REF! | #REF! | #REF! | #REF! | #REF! | #REF! | #REF! | #REF! | #REF! | #REF! | #REF! | #REF! | #REF!
#REF! | 500 | #REF! | #REF! | #REF! | #REF! | #REF! | #REF! | #REF! | #REF! | #REF! | #REF! | #REF! | #REF! | #REF! | #REF! | #REF! | #REF! | #REF! | #REF! | #REF! | #REF! | #REF! | #REF! | #REF! | #REF! | #REF! | #REF! | #REF! | #REF! | #REF! | #REF! | #REF! | #REF! | #REF! | #REF! | #REF! | #REF! | #REF! | #REF! | #REF! | #REF! | #REF! | #REF!
#REF! | 477 | #REF! | #REF! | #REF! | #REF! | #REF! | #REF! | #REF! | #REF! | #REF! | #REF! | #REF! | #REF! | #REF! | #REF! | #REF! | #REF! | #REF! | #REF! | #REF! | #REF! | #REF! | #REF! | #REF! | #REF! | #REF! | #REF! | #REF! | #REF! | #REF! | #REF! | #REF! | #REF! | #REF! | #REF! | #REF! | #REF! | #REF! | #REF! | #REF! | #REF! | #REF! | #REF!
#REF! | 350 | #REF! | #REF! | #REF! | #REF! | #REF! | #REF! | #REF! | #REF! | #REF! | #REF! | #REF! | #REF! | #REF! | #REF! | #REF! | #REF! | #REF! | #REF! | #REF! | #REF! | #REF! | #REF! | #REF! | #REF! | #REF! | #REF! | #REF! | #REF! | #REF! | #REF! | #REF! | #REF! | #REF! | #REF! | #REF! | #REF! | #REF! | #REF! | #REF! | #REF! | #REF! | #REF!
#REF! | 336 | #REF! | #REF! | #REF! | #REF! | #REF! | #REF! | #REF! | #REF! | #REF! | #REF! | #REF! | #REF! | #REF! | #REF! | #REF! | #REF! | #REF! | #REF! | #REF! | #REF! | #REF! | #REF! | #REF! | #REF! | #REF! | #REF! | #REF! | #REF! | #REF! | #REF! | #REF! | #REF! | #REF! | #REF! | #REF! | #REF! | #REF! | #REF! | #REF! | #REF! | #REF! | #REF!
#REF! | 266 | #REF! | #REF! | #REF! | #REF! | #REF! | #REF! | #REF! | #REF! | #REF! | #REF! | #REF! | #REF! | #REF! | #REF! | #REF! | #REF! | #REF! | #REF! | #REF! | #REF! | #REF! | #REF! | #REF! | #REF! | #REF! | #REF! | #REF! | #REF! | #REF! | #REF! | #REF! | #REF! | #REF! | #REF! | #REF! | #REF! | #REF! | #REF! | #REF! | #REF! | #REF! | #REF!
#REF! | 250 | #REF! | #REF! | #REF! | #REF! | #REF! | #REF! | #REF! | #REF! | #REF! | #REF! | #REF! | #REF! | #REF! | #REF! | #REF! | #REF! | #REF! | #REF! | #REF! | #REF! | #REF! | #REF! | #REF! | #REF! | #REF! | #REF! | #REF! | #REF! | #REF! | #REF! | #REF! | #REF! | #REF! | #REF! | #REF! | #REF! | #REF! | #REF! | #REF! | #REF! | #REF! | #REF!
#REF! | 4/0 | #REF! | #REF! | #REF! | #REF! | #REF! | #REF! | #REF! | #REF! | #REF! | #REF! | #REF! | #REF! | #REF! | #REF! | #REF! | #REF! | #REF! | #REF! | #REF! | #REF! | #REF! | #REF! | #REF! | #REF! | #REF! | #REF! | #REF! | #REF! | #REF! | #REF! | #REF! | #REF! | #REF! | #REF! | #REF! | #REF! | #REF! | #REF! | #REF! | #REF! | #REF! | #REF!
#REF! | 3/0 | #REF! | #REF! | #REF! | #REF! | #REF! | #REF! | #REF! | #REF! | #REF! | #REF! | #REF! | #REF! | #REF! | #REF! | #REF! | #REF! | #REF! | #REF! | #REF! | #REF! | #REF! | #REF! | #REF! | #REF! | #REF! | #REF! | #REF! | #REF! | #REF! | #REF! | #REF! | #REF! | #REF! | #REF! | #REF! | #REF! | #REF! | #REF! | #REF! | #REF! | #REF! | #REF!
#REF! | 2/0 | #REF! | #REF! | #REF! | #REF! | #REF! | #REF! | #REF! | #REF! | #REF! | #REF! | #REF! | #REF! | #REF! | #REF! | #REF! | #REF! | #REF! | #REF! | #REF! | #REF! | #REF! | #REF! | #REF! | #REF! | #REF! | #REF! | #REF! | #REF! | #REF! | #REF! | #REF! | #REF! | #REF! | #REF! | #REF! | #REF! | #REF! | #REF! | #REF! | #REF! | #REF! | #REF!
#REF! | 1/0 | #REF! | #REF! | #REF! | #REF! | #REF! | #REF! | #REF! | #REF! | #REF! | #REF! | #REF! | #REF! | #REF! | #REF! | #REF! | #REF! | #REF! | #REF! | #REF! | #REF! | #REF! | #REF! | #REF! | #REF! | #REF! | #REF! | #REF! | #REF! | #REF! | #REF! | #REF! | #REF! | #REF! | #REF! | #REF! | #REF! | #REF! | #REF! | #REF! | #REF! | #REF! | #REF!
#REF! | 1 | #REF! | #REF! | #REF! | #REF! | #REF! | #REF! | #REF! | #REF! | #REF! | #REF! | #REF! | #REF! | #REF! | #REF! | #REF! | #REF! | #REF! | #REF! | #REF! | #REF! | #REF! | #REF! | #REF! | #REF! | #REF! | #REF! | #REF! | #REF! | #REF! | #REF! | #REF! | #REF! | #REF! | #REF! | #REF! | #REF! | #REF! | #REF! | #REF! | #REF! | #REF! | #REF!
#REF! | 2 | #REF! | #REF! | #REF! | #REF! | #REF! | #REF! | #REF! | #REF! | #REF! | #REF! | #REF! | #REF! | #REF! | #REF! | #REF! | #REF! | #REF! | #REF! | #REF! | #REF! | #REF! | #REF! | #REF! | #REF! | #REF! | #REF! | #REF! | #REF! | #REF! | #REF! | #REF! | #REF! | #REF! | #REF! | #REF! | #REF! | #REF! | #REF! | #REF! | #REF! | #REF! | #REF!
#REF! | 4 | #REF! | #REF! | #REF! | #REF! | #REF! | #REF! | #REF! | #REF! | #REF! | #REF! | #REF! | #REF! | #REF! | #REF! | #REF! | #REF! | #REF! | #REF! | #REF! | #REF! | #REF! | #REF! | #REF! | #REF! | #REF! | #REF! | #REF! | #REF! | #REF! | #REF! | #REF! | #REF! | #REF! | #REF! | #REF! | #REF! | #REF! | #REF! | #REF! | #REF! | #REF! | #REF!
#REF! | 6 | #REF! | #REF! | #REF! | #REF! | #REF! | #REF! | #REF! | #REF! | #REF! | #REF! | #REF! | #REF! | #REF! | #REF! | #REF! | #REF! | #REF! | #REF! | #REF! | #REF! | #REF! | #REF! | #REF! | #REF! | #REF! | #REF! | #REF! | #REF! | #REF! | #REF! | #REF! | #REF! | #REF! | #REF! | #REF! | #REF! | #REF! | #REF! | #REF! | #REF! | #REF! | #REF!
#REF! |  | #REF! | #REF! | #REF! | #REF! | #REF! | #REF! | #REF! | #REF! | #REF! | #REF! | #REF! | #REF! | #REF! | #REF! | #REF! | #REF! | #REF! | #REF! | #REF! | #REF! | #REF! | #REF! | #REF! | #REF! | #REF! | #REF! | #REF! | #REF! | #REF! | #REF! | #REF! | #REF! | #REF! | #REF! | #REF! | #REF! | #REF! | #REF! | #REF! | #REF! | #REF! | #REF!
#REF! |  | #REF! | #REF! | #REF! | #REF! | #REF! | #REF! | #REF! | #REF! | #REF! | #REF! | #REF! | #REF! | #REF! | #REF! | #REF! | #REF! | #REF! | #REF! | #REF! | #REF! | #REF! | #REF! | #REF! | #REF! | #REF! | #REF! | #REF! | #REF! | #REF! | #REF! | #REF! | #REF! | #REF! | #REF! | #REF! | #REF! | #REF! | #REF! | #REF! | #REF! | #REF! | #REF!
#REF! |  | #REF! | #REF! | #REF! | #REF! | #REF! | #REF! | #REF! | #REF! | #REF! | #REF! | #REF! | #REF! | #REF! | #REF! | #REF! | #REF! | #REF! | #REF! | #REF! | #REF! | #REF! | #REF! | #REF! | #REF! | #REF! | #REF! | #REF! | #REF! | #REF! | #REF! | #REF! | #REF! | #REF! | #REF! | #REF! | #REF! | #REF! | #REF! | #REF! | #REF! | #REF! | #REF!
#REF! |  | #REF! | #REF! | #REF! | #REF! | #REF! | #REF! | #REF! | #REF! | #REF! | #REF! | #REF! | #REF! | #REF! | #REF! | #REF! | #REF! | #REF! | #REF! | #REF! | #REF! | #REF! | #REF! | #REF! | #REF! | #REF! | #REF! | #REF! | #REF! | #REF! | #REF! | #REF! | #REF! | #REF! | #REF! | #REF! | #REF! | #REF! | #REF! | #REF! | #REF! | #REF! | #REF!
#REF! |  | #REF! | #REF! | #REF! | #REF! | #REF! | #REF! | #REF! | #REF! | #REF! | #REF! | #REF! | #REF! | #REF! | #REF! | #REF! | #REF! | #REF! | #REF! | #REF! | #REF! | #REF! | #REF! | #REF! | #REF! | #REF! | #REF! | #REF! | #REF! | #REF! | #REF! | #REF! | #REF! | #REF! | #REF! | #REF! | #REF! | #REF! | #REF! | #REF! | #REF! | #REF! | #REF!
#REF! |  | #REF! | #REF! | #REF! | #REF! | #REF! | #REF! | #REF! | #REF! | #REF! | #REF! | #REF! | #REF! | #REF! | #REF! | #REF! | #REF! | #REF! | #REF! | #REF! | #REF! | #REF! | #REF! | #REF! | #REF! | #REF! | #REF! | #REF! | #REF! | #REF! | #REF! | #REF! | #REF! | #REF! | #REF! | #REF! | #REF! | #REF! | #REF! | #REF! | #REF! | #REF! | #REF!
#REF! |  | #REF! | #REF! | #REF! | #REF! | #REF! | #REF! | #REF! | #REF! | #REF! | #REF! | #REF! | #REF! | #REF! | #REF! | #REF! | #REF! | #REF! | #REF! | #REF! | #REF! | #REF! | #REF! | #REF! | #REF! | #REF! | #REF! | #REF! | #REF! | #REF! | #REF! | #REF! | #REF! | #REF! | #REF! | #REF! | #REF! | #REF! | #REF! | #REF! | #REF! | #REF! | #REF!
#REF! | 1000 | #REF! | #REF! | #REF! | #REF! | #REF! | #REF! | #REF! | #REF! | #REF! | #REF! | #REF! | #REF! | #REF! | #REF! | #REF! | #REF! | #REF! | #REF! | #REF! | #REF! | #REF! | #REF! | #REF! | #REF! | #REF! | #REF! | #REF! | #REF! | #REF! | #REF! | #REF! | #REF! | #REF! | #REF! | #REF! | #REF! | #REF! | #REF! | #REF! | #REF! | #REF! | #REF!
#REF! | 795 | #REF! | #REF! | #REF! | #REF! | #REF! | #REF! | #REF! | #REF! | #REF! | #REF! | #REF! | #REF! | #REF! | #REF! | #REF! | #REF! | #REF! | #REF! | #REF! | #REF! | #REF! | #REF! | #REF! | #REF! | #REF! | #REF! | #REF! | #REF! | #REF! | #REF! | #REF! | #REF! | #REF! | #REF! | #REF! | #REF! | #REF! | #REF! | #REF! | #REF! | #REF! | #REF!
#REF! | 500 | #REF! | #REF! | #REF! | #REF! | #REF! | #REF! | #REF! | #REF! | #REF! | #REF! | #REF! | #REF! | #REF! | #REF! | #REF! | #REF! | #REF! | #REF! | #REF! | #REF! | #REF! | #REF! | #REF! | #REF! | #REF! | #REF! | #REF! | #REF! | #REF! | #REF! | #REF! | #REF! | #REF! | #REF! | #REF! | #REF! | #REF! | #REF! | #REF! | #REF! | #REF! | #REF!
#REF! | 477 | #REF! | #REF! | #REF! | #REF! | #REF! | #REF! | #REF! | #REF! | #REF! | #REF! | #REF! | #REF! | #REF! | #REF! | #REF! | #REF! | #REF! | #REF! | #REF! | #REF! | #REF! | #REF! | #REF! | #REF! | #REF! | #REF! | #REF! | #REF! | #REF! | #REF! | #REF! | #REF! | #REF! | #REF! | #REF! | #REF! | #REF! | #REF! | #REF! | #REF! | #REF! | #REF!
#REF! | 350 | #REF! | #REF! | #REF! | #REF! | #REF! | #REF! | #REF! | #REF! | #REF! | #REF! | #REF! | #REF! | #REF! | #REF! | #REF! | #REF! | #REF! | #REF! | #REF! | #REF! | #REF! | #REF! | #REF! | #REF! | #REF! | #REF! | #REF! | #REF! | #REF! | #REF! | #REF! | #REF! | #REF! | #REF! | #REF! | #REF! | #REF! | #REF! | #REF! | #REF! | #REF! | #REF!
#REF! | 336 | #REF! | #REF! | #REF! | #REF! | #REF! | #REF! | #REF! | #REF! | #REF! | #REF! | #REF! | #REF! | #REF! | #REF! | #REF! | #REF! | #REF! | #REF! | #REF! | #REF! | #REF! | #REF! | #REF! | #REF! | #REF! | #REF! | #REF! | #REF! | #REF! | #REF! | #REF! | #REF! | #REF! | #REF! | #REF! | #REF! | #REF! | #REF! | #REF! | #REF! | #REF! | #REF!
#REF! | 266 | #REF! | #REF! | #REF! | #REF! | #REF! | #REF! | #REF! | #REF! | #REF! | #REF! | #REF! | #REF! | #REF! | #REF! | #REF! | #REF! | #REF! | #REF! | #REF! | #REF! | #REF! | #REF! | #REF! | #REF! | #REF! | #REF! | #REF! | #REF! | #REF! | #REF! | #REF! | #REF! | #REF! | #REF! | #REF! | #REF! | #REF! | #REF! | #REF! | #REF! | #REF! | #REF!
#REF! | 250 | #REF! | #REF! | #REF! | #REF! | #REF! | #REF! | #REF! | #REF! | #REF! | #REF! | #REF! | #REF! | #REF! | #REF! | #REF! | #REF! | #REF! | #REF! | #REF! | #REF! | #REF! | #REF! | #REF! | #REF! | #REF! | #REF! | #REF! | #REF! | #REF! | #REF! | #REF! | #REF! | #REF! | #REF! | #REF! | #REF! | #REF! | #REF! | #REF! | #REF! | #REF! | #REF!
#REF! | 4/0 | #REF! | #REF! | #REF! | #REF! | #REF! | #REF! | #REF! | #REF! | #REF! | #REF! | #REF! | #REF! | #REF! | #REF! | #REF! | #REF! | #REF! | #REF! | #REF! | #REF! | #REF! | #REF! | #REF! | #REF! | #REF! | #REF! | #REF! | #REF! | #REF! | #REF! | #REF! | #REF! | #REF! | #REF! | #REF! | #REF! | #REF! | #REF! | #REF! | #REF! | #REF! | #REF!
#REF! | 3/0 | #REF! | #REF! | #REF! | #REF! | #REF! | #REF! | #REF! | #REF! | #REF! | #REF! | #REF! | #REF! | #REF! | #REF! | #REF! | #REF! | #REF! | #REF! | #REF! | #REF! | #REF! | #REF! | #REF! | #REF! | #REF! | #REF! | #REF! | #REF! | #REF! | #REF! | #REF! | #REF! | #REF! | #REF! | #REF! | #REF! | #REF! | #REF! | #REF! | #REF! | #REF! | #REF!
#REF! | 2/0 | #REF! | #REF! | #REF! | #REF! | #REF! | #REF! | #REF! | #REF! | #REF! | #REF! | #REF! | #REF! | #REF! | #REF! | #REF! | #REF! | #REF! | #REF! | #REF! | #REF! | #REF! | #REF! | #REF! | #REF! | #REF! | #REF! | #REF! | #REF! | #REF! | #REF! | #REF! | #REF! | #REF! | #REF! | #REF! | #REF! | #REF! | #REF! | #REF! | #REF! | #REF! | #REF!
#REF! | 1/0 | #REF! | #REF! | #REF! | #REF! | #REF! | #REF! | #REF! | #REF! | #REF! | #REF! | #REF! | #REF! | #REF! | #REF! | #REF! | #REF! | #REF! | #REF! | #REF! | #REF! | #REF! | #REF! | #REF! | #REF! | #REF! | #REF! | #REF! | #REF! | #REF! | #REF! | #REF! | #REF! | #REF! | #REF! | #REF! | #REF! | #REF! | #REF! | #REF! | #REF! | #REF! | #REF!
#REF! | 1 | #REF! | #REF! | #REF! | #REF! | #REF! | #REF! | #REF! | #REF! | #REF! | #REF! | #REF! | #REF! | #REF! | #REF! | #REF! | #REF! | #REF! | #REF! | #REF! | #REF! | #REF! | #REF! | #REF! | #REF! | #REF! | #REF! | #REF! | #REF! | #REF! | #REF! | #REF! | #REF! | #REF! | #REF! | #REF! | #REF! | #REF! | #REF! | #REF! | #REF! | #REF! | #REF!
#REF! | 2 | #REF! | #REF! | #REF! | #REF! | #REF! | #REF! | #REF! | #REF! | #REF! | #REF! | #REF! | #REF! | #REF! | #REF! | #REF! | #REF! | #REF! | #REF! | #REF! | #REF! | #REF! | #REF! | #REF! | #REF! | #REF! | #REF! | #REF! | #REF! | #REF! | #REF! | #REF! | #REF! | #REF! | #REF! | #REF! | #REF! | #REF! | #REF! | #REF! | #REF! | #REF! | #REF!
#REF! | 4 | #REF! | #REF! | #REF! | #REF! | #REF! | #REF! | #REF! | #REF! | #REF! | #REF! | #REF! | #REF! | #REF! | #REF! | #REF! | #REF! | #REF! | #REF! | #REF! | #REF! | #REF! | #REF! | #REF! | #REF! | #REF! | #REF! | #REF! | #REF! | #REF! | #REF! | #REF! | #REF! | #REF! | #REF! | #REF! | #REF! | #REF! | #REF! | #REF! | #REF! | #REF! | #REF!
#REF! | 6 | #REF! | #REF! | #REF! | #REF! | #REF! | #REF! | #REF! | #REF! | #REF! | #REF! | #REF! | #REF! | #REF! | #REF! | #REF! | #REF! | #REF! | #REF! | #REF! | #REF! | #REF! | #REF! | #REF! | #REF! | #REF! | #REF! | #REF! | #REF! | #REF! | #REF! | #REF! | #REF! | #REF! | #REF! | #REF! | #REF! | #REF! | #REF! | #REF! | #REF! | #REF! | #REF!
#REF! |  | #REF! | #REF! | #REF! | #REF! | #REF! | #REF! | #REF! | #REF! | #REF! | #REF! | #REF! | #REF! | #REF! | #REF! | #REF! | #REF! | #REF! | #REF! | #REF! | #REF! | #REF! | #REF! | #REF! | #REF! | #REF! | #REF! | #REF! | #REF! | #REF! | #REF! | #REF! | #REF! | #REF! | #REF! | #REF! | #REF! | #REF! | #REF! | #REF! | #REF! | #REF! | #REF!
#REF! |  | #REF! | #REF! | #REF! | #REF! | #REF! | #REF! | #REF! | #REF! | #REF! | #REF! | #REF! | #REF! | #REF! | #REF! | #REF! | #REF! | #REF! | #REF! | #REF! | #REF! | #REF! | #REF! | #REF! | #REF! | #REF! | #REF! | #REF! | #REF! | #REF! | #REF! | #REF! | #REF! | #REF! | #REF! | #REF! | #REF! | #REF! | #REF! | #REF! | #REF! | #REF! | #REF!
#REF! |  | #REF! | #REF! | #REF! | #REF! | #REF! | #REF! | #REF! | #REF! | #REF! | #REF! | #REF! | #REF! | #REF! | #REF! | #REF! | #REF! | #REF! | #REF! | #REF! | #REF! | #REF! | #REF! | #REF! | #REF! | #REF! | #REF! | #REF! | #REF! | #REF! | #REF! | #REF! | #REF! | #REF! | #REF! | #REF! | #REF! | #REF! | #REF! | #REF! | #REF! | #REF! | #REF!
#REF! |  | #REF! | #REF! | #REF! | #REF! | #REF! | #REF! | #REF! | #REF! | #REF! | #REF! | #REF! | #REF! | #REF! | #REF! | #REF! | #REF! | #REF! | #REF! | #REF! | #REF! | #REF! | #REF! | #REF! | #REF! | #REF! | #REF! | #REF! | #REF! | #REF! | #REF! | #REF! | #REF! | #REF! | #REF! | #REF! | #REF! | #REF! | #REF! | #REF! | #REF! | #REF! | #REF!
#REF! |  | #REF! | #REF! | #REF! | #REF! | #REF! | #REF! | #REF! | #REF! | #REF! | #REF! | #REF! | #REF! | #REF! | #REF! | #REF! | #REF! | #REF! | #REF! | #REF! | #REF! | #REF! | #REF! | #REF! | #REF! | #REF! | #REF! | #REF! | #REF! | #REF! | #REF! | #REF! | #REF! | #REF! | #REF! | #REF! | #REF! | #REF! | #REF! | #REF! | #REF! | #REF! | #REF!
#REF! |  | #REF! | #REF! | #REF! | #REF! | #REF! | #REF! | #REF! | #REF! | #REF! | #REF! | #REF! | #REF! | #REF! | #REF! | #REF! | #REF! | #REF! | #REF! | #REF! | #REF! | #REF! | #REF! | #REF! | #REF! | #REF! | #REF! | #REF! | #REF! | #REF! | #REF! | #REF! | #REF! | #REF! | #REF! | #REF! | #REF! | #REF! | #REF! | #REF! | #REF! | #REF! | #REF!
#REF! |  | #REF! | #REF! | #REF! | #REF! | #REF! | #REF! | #REF! | #REF! | #REF! | #REF! | #REF! | #REF! | #REF! | #REF! | #REF! | #REF! | #REF! | #REF! | #REF! | #REF! | #REF! | #REF! | #REF! | #REF! | #REF! | #REF! | #REF! | #REF! | #REF! | #REF! | #REF! | #REF! | #REF! | #REF! | #REF! | #REF! | #REF! | #REF! | #REF! | #REF! | #REF! | #REF!
#REF! | 1000 | #REF! | #REF! | #REF! | #REF! | #REF! | #REF! | #REF! | #REF! | #REF! | #REF! | #REF! | #REF! | #REF! | #REF! | #REF! | #REF! | #REF! | #REF! | #REF! | #REF! | #REF! | #REF! | #REF! | #REF! | #REF! | #REF! | #REF! | #REF! | #REF! | #REF! | #REF! | #REF! | #REF! | #REF! | #REF! | #REF! | #REF! | #REF! | #REF! | #REF! | #REF! | #REF!
#REF! | 795 | #REF! | #REF! | #REF! | #REF! | #REF! | #REF! | #REF! | #REF! | #REF! | #REF! | #REF! | #REF! | #REF! | #REF! | #REF! | #REF! | #REF! | #REF! | #REF! | #REF! | #REF! | #REF! | #REF! | #REF! | #REF! | #REF! | #REF! | #REF! | #REF! | #REF! | #REF! | #REF! | #REF! | #REF! | #REF! | #REF! | #REF! | #REF! | #REF! | #REF! | #REF! | #REF!
#REF! | 500 | #REF! | #REF! | #REF! | #REF! | #REF! | #REF! | #REF! | #REF! | #REF! | #REF! | #REF! | #REF! | #REF! | #REF! | #REF! | #REF! | #REF! | #REF! | #REF! | #REF! | #REF! | #REF! | #REF! | #REF! | #REF! | #REF! | #REF! | #REF! | #REF! | #REF! | #REF! | #REF! | #REF! | #REF! | #REF! | #REF! | #REF! | #REF! | #REF! | #REF! | #REF! | #REF!
#REF! | 477 | #REF! | #REF! | #REF! | #REF! | #REF! | #REF! | #REF! | #REF! | #REF! | #REF! | #REF! | #REF! | #REF! | #REF! | #REF! | #REF! | #REF! | #REF! | #REF! | #REF! | #REF! | #REF! | #REF! | #REF! | #REF! | #REF! | #REF! | #REF! | #REF! | #REF! | #REF! | #REF! | #REF! | #REF! | #REF! | #REF! | #REF! | #REF! | #REF! | #REF! | #REF! | #REF!
#REF! | 350 | #REF! | #REF! | #REF! | #REF! | #REF! | #REF! | #REF! | #REF! | #REF! | #REF! | #REF! | #REF! | #REF! | #REF! | #REF! | #REF! | #REF! | #REF! | #REF! | #REF! | #REF! | #REF! | #REF! | #REF! | #REF! | #REF! | #REF! | #REF! | #REF! | #REF! | #REF! | #REF! | #REF! | #REF! | #REF! | #REF! | #REF! | #REF! | #REF! | #REF! | #REF! | #REF!
#REF! | 336 | #REF! | #REF! | #REF! | #REF! | #REF! | #REF! | #REF! | #REF! | #REF! | #REF! | #REF! | #REF! | #REF! | #REF! | #REF! | #REF! | #REF! | #REF! | #REF! | #REF! | #REF! | #REF! | #REF! | #REF! | #REF! | #REF! | #REF! | #REF! | #REF! | #REF! | #REF! | #REF! | #REF! | #REF! | #REF! | #REF! | #REF! | #REF! | #REF! | #REF! | #REF! | #REF!
#REF! | 266 | #REF! | #REF! | #REF! | #REF! | #REF! | #REF! | #REF! | #REF! | #REF! | #REF! | #REF! | #REF! | #REF! | #REF! | #REF! | #REF! | #REF! | #REF! | #REF! | #REF! | #REF! | #REF! | #REF! | #REF! | #REF! | #REF! | #REF! | #REF! | #REF! | #REF! | #REF! | #REF! | #REF! | #REF! | #REF! | #REF! | #REF! | #REF! | #REF! | #REF! | #REF! | #REF!
#REF! | 250 | #REF! | #REF! | #REF! | #REF! | #REF! | #REF! | #REF! | #REF! | #REF! | #REF! | #REF! | #REF! | #REF! | #REF! | #REF! | #REF! | #REF! | #REF! | #REF! | #REF! | #REF! | #REF! | #REF! | #REF! | #REF! | #REF! | #REF! | #REF! | #REF! | #REF! | #REF! | #REF! | #REF! | #REF! | #REF! | #REF! | #REF! | #REF! | #REF! | #REF! | #REF! | #REF!
#REF! | 4/0 | #REF! | #REF! | #REF! | #REF! | #REF! | #REF! | #REF! | #REF! | #REF! | #REF! | #REF! | #REF! | #REF! | #REF! | #REF! | #REF! | #REF! | #REF! | #REF! | #REF! | #REF! | #REF! | #REF! | #REF! | #REF! | #REF! | #REF! | #REF! | #REF! | #REF! | #REF! | #REF! | #REF! | #REF! | #REF! | #REF! | #REF! | #REF! | #REF! | #REF! | #REF! | #REF!
#REF! | 3/0 | #REF! | #REF! | #REF! | #REF! | #REF! | #REF! | #REF! | #REF! | #REF! | #REF! | #REF! | #REF! | #REF! | #REF! | #REF! | #REF! | #REF! | #REF! | #REF! | #REF! | #REF! | #REF! | #REF! | #REF! | #REF! | #REF! | #REF! | #REF! | #REF! | #REF! | #REF! | #REF! | #REF! | #REF! | #REF! | #REF! | #REF! | #REF! | #REF! | #REF! | #REF! | #REF!
#REF! | 2/0 | #REF! | #REF! | #REF! | #REF! | #REF! | #REF! | #REF! | #REF! | #REF! | #REF! | #REF! | #REF! | #REF! | #REF! | #REF! | #REF! | #REF! | #REF! | #REF! | #REF! | #REF! | #REF! | #REF! | #REF! | #REF! | #REF! | #REF! | #REF! | #REF! | #REF! | #REF! | #REF! | #REF! | #REF! | #REF! | #REF! | #REF! | #REF! | #REF! | #REF! | #REF! | #REF!
#REF! | 1/0 | #REF! | #REF! | #REF! | #REF! | #REF! | #REF! | #REF! | #REF! | #REF! | #REF! | #REF! | #REF! | #REF! | #REF! | #REF! | #REF! | #REF! | #REF! | #REF! | #REF! | #REF! | #REF! | #REF! | #REF! | #REF! | #REF! | #REF! | #REF! | #REF! | #REF! | #REF! | #REF! | #REF! | #REF! | #REF! | #REF! | #REF! | #REF! | #REF! | #REF! | #REF! | #REF!
#REF! | 1 | #REF! | #REF! | #REF! | #REF! | #REF! | #REF! | #REF! | #REF! | #REF! | #REF! | #REF! | #REF! | #REF! | #REF! | #REF! | #REF! | #REF! | #REF! | #REF! | #REF! | #REF! | #REF! | #REF! | #REF! | #REF! | #REF! | #REF! | #REF! | #REF! | #REF! | #REF! | #REF! | #REF! | #REF! | #REF! | #REF! | #REF! | #REF! | #REF! | #REF! | #REF! | #REF!
#REF! | 2 | #REF! | #REF! | #REF! | #REF! | #REF! | #REF! | #REF! | #REF! | #REF! | #REF! | #REF! | #REF! | #REF! | #REF! | #REF! | #REF! | #REF! | #REF! | #REF! | #REF! | #REF! | #REF! | #REF! | #REF! | #REF! | #REF! | #REF! | #REF! | #REF! | #REF! | #REF! | #REF! | #REF! | #REF! | #REF! | #REF! | #REF! | #REF! | #REF! | #REF! | #REF! | #REF!
#REF! | 4 | #REF! | #REF! | #REF! | #REF! | #REF! | #REF! | #REF! | #REF! | #REF! | #REF! | #REF! | #REF! | #REF! | #REF! | #REF! | #REF! | #REF! | #REF! | #REF! | #REF! | #REF! | #REF! | #REF! | #REF! | #REF! | #REF! | #REF! | #REF! | #REF! | #REF! | #REF! | #REF! | #REF! | #REF! | #REF! | #REF! | #REF! | #REF! | #REF! | #REF! | #REF! | #REF!
#REF! | 6 | #REF! | #REF! | #REF! | #REF! | #REF! | #REF! | #REF! | #REF! | #REF! | #REF! | #REF! | #REF! | #REF! | #REF! | #REF! | #REF! | #REF! | #REF! | #REF! | #REF! | #REF! | #REF! | #REF! | #REF! | #REF! | #REF! | #REF! | #REF! | #REF! | #REF! | #REF! | #REF! | #REF! | #REF! | #REF! | #REF! | #REF! | #REF! | #REF! | #REF! | #REF! | #REF!
#REF! |  | #REF! | #REF! | #REF! | #REF! | #REF! | #REF! | #REF! | #REF! | #REF! | #REF! | #REF! | #REF! | #REF! | #REF! | #REF! | #REF! | #REF! | #REF! | #REF! | #REF! | #REF! | #REF! | #REF! | #REF! | #REF! | #REF! | #REF! | #REF! | #REF! | #REF! | #REF! | #REF! | #REF! | #REF! | #REF! | #REF! | #REF! | #REF! | #REF! | #REF! | #REF! | #REF!
#REF! |  | #REF! | #REF! | #REF! | #REF! | #REF! | #REF! | #REF! | #REF! | #REF! | #REF! | #REF! | #REF! | #REF! | #REF! | #REF! | #REF! | #REF! | #REF! | #REF! | #REF! | #REF! | #REF! | #REF! | #REF! | #REF! | #REF! | #REF! | #REF! | #REF! | #REF! | #REF! | #REF! | #REF! | #REF! | #REF! | #REF! | #REF! | #REF! | #REF! | #REF! | #REF! | #REF!
#REF! |  | #REF! | #REF! | #REF! | #REF! | #REF! | #REF! | #REF! | #REF! | #REF! | #REF! | #REF! | #REF! | #REF! | #REF! | #REF! | #REF! | #REF! | #REF! | #REF! | #REF! | #REF! | #REF! | #REF! | #REF! | #REF! | #REF! | #REF! | #REF! | #REF! | #REF! | #REF! | #REF! | #REF! | #REF! | #REF! | #REF! | #REF! | #REF! | #REF! | #REF! | #REF! | #REF!
#REF! |  | #REF! | #REF! | #REF! | #REF! | #REF! | #REF! | #REF! | #REF! | #REF! | #REF! | #REF! | #REF! | #REF! | #REF! | #REF! | #REF! | #REF! | #REF! | #REF! | #REF! | #REF! | #REF! | #REF! | #REF! | #REF! | #REF! | #REF! | #REF! | #REF! | #REF! | #REF! | #REF! | #REF! | #REF! | #REF! | #REF! | #REF! | #REF! | #REF! | #REF! | #REF! | #REF!
#REF! |  | #REF! | #REF! | #REF! | #REF! | #REF! | #REF! | #REF! | #REF! | #REF! | #REF! | #REF! | #REF! | #REF! | #REF! | #REF! | #REF! | #REF! | #REF! | #REF! | #REF! | #REF! | #REF! | #REF! | #REF! | #REF! | #REF! | #REF! | #REF! | #REF! | #REF! | #REF! | #REF! | #REF! | #REF! | #REF! | #REF! | #REF! | #REF! | #REF! | #REF! | #REF! | #REF!
#REF! |  | #REF! | #REF! | #REF! | #REF! | #REF! | #REF! | #REF! | #REF! | #REF! | #REF! | #REF! | #REF! | #REF! | #REF! | #REF! | #REF! | #REF! | #REF! | #REF! | #REF! | #REF! | #REF! | #REF! | #REF! | #REF! | #REF! | #REF! | #REF! | #REF! | #REF! | #REF! | #REF! | #REF! | #REF! | #REF! | #REF! | #REF! | #REF! | #REF! | #REF! | #REF! | #REF!
#REF! |  | #REF! | #REF! | #REF! | #REF! | #REF! | #REF! | #REF! | #REF! | #REF! | #REF! | #REF! | #REF! | #REF! | #REF! | #REF! | #REF! | #REF! | #REF! | #REF! | #REF! | #REF! | #REF! | #REF! | #REF! | #REF! | #REF! | #REF! | #REF! | #REF! | #REF! | #REF! | #REF! | #REF! | #REF! | #REF! | #REF! | #REF! | #REF! | #REF! | #REF! | #REF! | #REF!
#REF! | 1000 | #REF! | #REF! | #REF! | #REF! | #REF! | #REF! | #REF! | #REF! | #REF! | #REF! | #REF! | #REF! | #REF! | #REF! | #REF! | #REF! | #REF! | #REF! | #REF! | #REF! | #REF! | #REF! | #REF! | #REF! | #REF! | #REF! | #REF! | #REF! | #REF! | #REF! | #REF! | #REF! | #REF! | #REF! | #REF! | #REF! | #REF! | #REF! | #REF! | #REF! | #REF! | #REF!
#REF! | 795 | #REF! | #REF! | #REF! | #REF! | #REF! | #REF! | #REF! | #REF! | #REF! | #REF! | #REF! | #REF! | #REF! | #REF! | #REF! | #REF! | #REF! | #REF! | #REF! | #REF! | #REF! | #REF! | #REF! | #REF! | #REF! | #REF! | #REF! | #REF! | #REF! | #REF! | #REF! | #REF! | #REF! | #REF! | #REF! | #REF! | #REF! | #REF! | #REF! | #REF! | #REF! | #REF!
#REF! | 500 | #REF! | #REF! | #REF! | #REF! | #REF! | #REF! | #REF! | #REF! | #REF! | #REF! | #REF! | #REF! | #REF! | #REF! | #REF! | #REF! | #REF! | #REF! | #REF! | #REF! | #REF! | #REF! | #REF! | #REF! | #REF! | #REF! | #REF! | #REF! | #REF! | #REF! | #REF! | #REF! | #REF! | #REF! | #REF! | #REF! | #REF! | #REF! | #REF! | #REF! | #REF! | #REF!
#REF! | 477 | #REF! | #REF! | #REF! | #REF! | #REF! | #REF! | #REF! | #REF! | #REF! | #REF! | #REF! | #REF! | #REF! | #REF! | #REF! | #REF! | #REF! | #REF! | #REF! | #REF! | #REF! | #REF! | #REF! | #REF! | #REF! | #REF! | #REF! | #REF! | #REF! | #REF! | #REF! | #REF! | #REF! | #REF! | #REF! | #REF! | #REF! | #REF! | #REF! | #REF! | #REF! | #REF!
#REF! | 350 | #REF! | #REF! | #REF! | #REF! | #REF! | #REF! | #REF! | #REF! | #REF! | #REF! | #REF! | #REF! | #REF! | #REF! | #REF! | #REF! | #REF! | #REF! | #REF! | #REF! | #REF! | #REF! | #REF! | #REF! | #REF! | #REF! | #REF! | #REF! | #REF! | #REF! | #REF! | #REF! | #REF! | #REF! | #REF! | #REF! | #REF! | #REF! | #REF! | #REF! | #REF! | #REF!
#REF! | 336 | #REF! | #REF! | #REF! | #REF! | #REF! | #REF! | #REF! | #REF! | #REF! | #REF! | #REF! | #REF! | #REF! | #REF! | #REF! | #REF! | #REF! | #REF! | #REF! | #REF! | #REF! | #REF! | #REF! | #REF! | #REF! | #REF! | #REF! | #REF! | #REF! | #REF! | #REF! | #REF! | #REF! | #REF! | #REF! | #REF! | #REF! | #REF! | #REF! | #REF! | #REF! | #REF!
#REF! | 266 | #REF! | #REF! | #REF! | #REF! | #REF! | #REF! | #REF! | #REF! | #REF! | #REF! | #REF! | #REF! | #REF! | #REF! | #REF! | #REF! | #REF! | #REF! | #REF! | #REF! | #REF! | #REF! | #REF! | #REF! | #REF! | #REF! | #REF! | #REF! | #REF! | #REF! | #REF! | #REF! | #REF! | #REF! | #REF! | #REF! | #REF! | #REF! | #REF! | #REF! | #REF! | #REF!
#REF! | 250 | #REF! | #REF! | #REF! | #REF! | #REF! | #REF! | #REF! | #REF! | #REF! | #REF! | #REF! | #REF! | #REF! | #REF! | #REF! | #REF! | #REF! | #REF! | #REF! | #REF! | #REF! | #REF! | #REF! | #REF! | #REF! | #REF! | #REF! | #REF! | #REF! | #REF! | #REF! | #REF! | #REF! | #REF! | #REF! | #REF! | #REF! | #REF! | #REF! | #REF! | #REF! | #REF!
#REF! | 4/0 | #REF! | #REF! | #REF! | #REF! | #REF! | #REF! | #REF! | #REF! | #REF! | #REF! | #REF! | #REF! | #REF! | #REF! | #REF! | #REF! | #REF! | #REF! | #REF! | #REF! | #REF! | #REF! | #REF! | #REF! | #REF! | #REF! | #REF! | #REF! | #REF! | #REF! | #REF! | #REF! | #REF! | #REF! | #REF! | #REF! | #REF! | #REF! | #REF! | #REF! | #REF! | #REF!
#REF! | 3/0 | #REF! | #REF! | #REF! | #REF! | #REF! | #REF! | #REF! | #REF! | #REF! | #REF! | #REF! | #REF! | #REF! | #REF! | #REF! | #REF! | #REF! | #REF! | #REF! | #REF! | #REF! | #REF! | #REF! | #REF! | #REF! | #REF! | #REF! | #REF! | #REF! | #REF! | #REF! | #REF! | #REF! | #REF! | #REF! | #REF! | #REF! | #REF! | #REF! | #REF! | #REF! | #REF!
#REF! | 2/0 | #REF! | #REF! | #REF! | #REF! | #REF! | #REF! | #REF! | #REF! | #REF! | #REF! | #REF! | #REF! | #REF! | #REF! | #REF! | #REF! | #REF! | #REF! | #REF! | #REF! | #REF! | #REF! | #REF! | #REF! | #REF! | #REF! | #REF! | #REF! | #REF! | #REF! | #REF! | #REF! | #REF! | #REF! | #REF! | #REF! | #REF! | #REF! | #REF! | #REF! | #REF! | #REF!
#REF! | 1/0 | #REF! | #REF! | #REF! | #REF! | #REF! | #REF! | #REF! | #REF! | #REF! | #REF! | #REF! | #REF! | #REF! | #REF! | #REF! | #REF! | #REF! | #REF! | #REF! | #REF! | #REF! | #REF! | #REF! | #REF! | #REF! | #REF! | #REF! | #REF! | #REF! | #REF! | #REF! | #REF! | #REF! | #REF! | #REF! | #REF! | #REF! | #REF! | #REF! | #REF! | #REF! | #REF!
#REF! | 1 | #REF! | #REF! | #REF! | #REF! | #REF! | #REF! | #REF! | #REF! | #REF! | #REF! | #REF! | #REF! | #REF! | #REF! | #REF! | #REF! | #REF! | #REF! | #REF! | #REF! | #REF! | #REF! | #REF! | #REF! | #REF! | #REF! | #REF! | #REF! | #REF! | #REF! | #REF! | #REF! | #REF! | #REF! | #REF! | #REF! | #REF! | #REF! | #REF! | #REF! | #REF! | #REF!
#REF! | 2 | #REF! | #REF! | #REF! | #REF! | #REF! | #REF! | #REF! | #REF! | #REF! | #REF! | #REF! | #REF! | #REF! | #REF! | #REF! | #REF! | #REF! | #REF! | #REF! | #REF! | #REF! | #REF! | #REF! | #REF! | #REF! | #REF! | #REF! | #REF! | #REF! | #REF! | #REF! | #REF! | #REF! | #REF! | #REF! | #REF! | #REF! | #REF! | #REF! | #REF! | #REF! | #REF!
#REF! | 4 | #REF! | #REF! | #REF! | #REF! | #REF! | #REF! | #REF! | #REF! | #REF! | #REF! | #REF! | #REF! | #REF! | #REF! | #REF! | #REF! | #REF! | #REF! | #REF! | #REF! | #REF! | #REF! | #REF! | #REF! | #REF! | #REF! | #REF! | #REF! | #REF! | #REF! | #REF! | #REF! | #REF! | #REF! | #REF! | #REF! | #REF! | #REF! | #REF! | #REF! | #REF! | #REF!
#REF! | 6 | #REF! | #REF! | #REF! | #REF! | #REF! | #REF! | #REF! | #REF! | #REF! | #REF! | #REF! | #REF! | #REF! | #REF! | #REF! | #REF! | #REF! | #REF! | #REF! | #REF! | #REF! | #REF! | #REF! | #REF! | #REF! | #REF! | #REF! | #REF! | #REF! | #REF! | #REF! | #REF! | #REF! | #REF! | #REF! | #REF! | #REF! | #REF! | #REF! | #REF! | #REF! | #REF!
#REF! |  | #REF! | #REF! | #REF! | #REF! | #REF! | #REF! | #REF! | #REF! | #REF! | #REF! | #REF! | #REF! | #REF! | #REF! | #REF! | #REF! | #REF! | #REF! | #REF! | #REF! | #REF! | #REF! | #REF! | #REF! | #REF! | #REF! | #REF! | #REF! | #REF! | #REF! | #REF! | #REF! | #REF! | #REF! | #REF! | #REF! | #REF! | #REF! | #REF! | #REF! | #REF! | #REF!
#REF! |  | #REF! | #REF! | #REF! | #REF! | #REF! | #REF! | #REF! | #REF! | #REF! | #REF! | #REF! | #REF! | #REF! | #REF! | #REF! | #REF! | #REF! | #REF! | #REF! | #REF! | #REF! | #REF! | #REF! | #REF! | #REF! | #REF! | #REF! | #REF! | #REF! | #REF! | #REF! | #REF! | #REF! | #REF! | #REF! | #REF! | #REF! | #REF! | #REF! | #REF! | #REF! | #REF!
#REF! |  | #REF! | #REF! | #REF! | #REF! | #REF! | #REF! | #REF! | #REF! | #REF! | #REF! | #REF! | #REF! | #REF! | #REF! | #REF! | #REF! | #REF! | #REF! | #REF! | #REF! | #REF! | #REF! | #REF! | #REF! | #REF! | #REF! | #REF! | #REF! | #REF! | #REF! | #REF! | #REF! | #REF! | #REF! | #REF! | #REF! | #REF! | #REF! | #REF! | #REF! | #REF! | #REF!
#REF! |  | #REF! | #REF! | #REF! | #REF! | #REF! | #REF! | #REF! | #REF! | #REF! | #REF! | #REF! | #REF! | #REF! | #REF! | #REF! | #REF! | #REF! | #REF! | #REF! | #REF! | #REF! | #REF! | #REF! | #REF! | #REF! | #REF! | #REF! | #REF! | #REF! | #REF! | #REF! | #REF! | #REF! | #REF! | #REF! | #REF! | #REF! | #REF! | #REF! | #REF! | #REF! | #REF!
#REF! |  | #REF! | #REF! | #REF! | #REF! | #REF! | #REF! | #REF! | #REF! | #REF! | #REF! | #REF! | #REF! | #REF! | #REF! | #REF! | #REF! | #REF! | #REF! | #REF! | #REF! | #REF! | #REF! | #REF! | #REF! | #REF! | #REF! | #REF! | #REF! | #REF! | #REF! | #REF! | #REF! | #REF! | #REF! | #REF! | #REF! | #REF! | #REF! | #REF! | #REF! | #REF! | #REF!
#REF! |  | #REF! | #REF! | #REF! | #REF! | #REF! | #REF! | #REF! | #REF! | #REF! | #REF! | #REF! | #REF! | #REF! | #REF! | #REF! | #REF! | #REF! | #REF! | #REF! | #REF! | #REF! | #REF! | #REF! | #REF! | #REF! | #REF! | #REF! | #REF! | #REF! | #REF! | #REF! | #REF! | #REF! | #REF! | #REF! | #REF! | #REF! | #REF! | #REF! | #REF! | #REF! | #REF!
#REF! |  | #REF! | #REF! | #REF! | #REF! | #REF! | #REF! | #REF! | #REF! | #REF! | #REF! | #REF! | #REF! | #REF! | #REF! | #REF! | #REF! | #REF! | #REF! | #REF! | #REF! | #REF! | #REF! | #REF! | #REF! | #REF! | #REF! | #REF! | #REF! | #REF! | #REF! | #REF! | #REF! | #REF! | #REF! | #REF! | #REF! | #REF! | #REF! | #REF! | #REF! | #REF! | #REF!
#REF! | 1000 | #REF! | #REF! | #REF! | #REF! | #REF! | #REF! | #REF! | #REF! | #REF! | #REF! | #REF! | #REF! | #REF! | #REF! | #REF! | #REF! | #REF! | #REF! | #REF! | #REF! | #REF! | #REF! | #REF! | #REF! | #REF! | #REF! | #REF! | #REF! | #REF! | #REF! | #REF! | #REF! | #REF! | #REF! | #REF! | #REF! | #REF! | #REF! | #REF! | #REF! | #REF! | #REF!
#REF! | 795 | #REF! | #REF! | #REF! | #REF! | #REF! | #REF! | #REF! | #REF! | #REF! | #REF! | #REF! | #REF! | #REF! | #REF! | #REF! | #REF! | #REF! | #REF! | #REF! | #REF! | #REF! | #REF! | #REF! | #REF! | #REF! | #REF! | #REF! | #REF! | #REF! | #REF! | #REF! | #REF! | #REF! | #REF! | #REF! | #REF! | #REF! | #REF! | #REF! | #REF! | #REF! | #REF!
#REF! | 500 | #REF! | #REF! | #REF! | #REF! | #REF! | #REF! | #REF! | #REF! | #REF! | #REF! | #REF! | #REF! | #REF! | #REF! | #REF! | #REF! | #REF! | #REF! | #REF! | #REF! | #REF! | #REF! | #REF! | #REF! | #REF! | #REF! | #REF! | #REF! | #REF! | #REF! | #REF! | #REF! | #REF! | #REF! | #REF! | #REF! | #REF! | #REF! | #REF! | #REF! | #REF! | #REF!
#REF! | 477 | #REF! | #REF! | #REF! | #REF! | #REF! | #REF! | #REF! | #REF! | #REF! | #REF! | #REF! | #REF! | #REF! | #REF! | #REF! | #REF! | #REF! | #REF! | #REF! | #REF! | #REF! | #REF! | #REF! | #REF! | #REF! | #REF! | #REF! | #REF! | #REF! | #REF! | #REF! | #REF! | #REF! | #REF! | #REF! | #REF! | #REF! | #REF! | #REF! | #REF! | #REF! | #REF!
#REF! | 350 | #REF! | #REF! | #REF! | #REF! | #REF! | #REF! | #REF! | #REF! | #REF! | #REF! | #REF! | #REF! | #REF! | #REF! | #REF! | #REF! | #REF! | #REF! | #REF! | #REF! | #REF! | #REF! | #REF! | #REF! | #REF! | #REF! | #REF! | #REF! | #REF! | #REF! | #REF! | #REF! | #REF! | #REF! | #REF! | #REF! | #REF! | #REF! | #REF! | #REF! | #REF! | #REF!
#REF! | 336 | #REF! | #REF! | #REF! | #REF! | #REF! | #REF! | #REF! | #REF! | #REF! | #REF! | #REF! | #REF! | #REF! | #REF! | #REF! | #REF! | #REF! | #REF! | #REF! | #REF! | #REF! | #REF! | #REF! | #REF! | #REF! | #REF! | #REF! | #REF! | #REF! | #REF! | #REF! | #REF! | #REF! | #REF! | #REF! | #REF! | #REF! | #REF! | #REF! | #REF! | #REF! | #REF!
#REF! | 266 | #REF! | #REF! | #REF! | #REF! | #REF! | #REF! | #REF! | #REF! | #REF! | #REF! | #REF! | #REF! | #REF! | #REF! | #REF! | #REF! | #REF! | #REF! | #REF! | #REF! | #REF! | #REF! | #REF! | #REF! | #REF! | #REF! | #REF! | #REF! | #REF! | #REF! | #REF! | #REF! | #REF! | #REF! | #REF! | #REF! | #REF! | #REF! | #REF! | #REF! | #REF! | #REF!
#REF! | 250 | #REF! | #REF! | #REF! | #REF! | #REF! | #REF! | #REF! | #REF! | #REF! | #REF! | #REF! | #REF! | #REF! | #REF! | #REF! | #REF! | #REF! | #REF! | #REF! | #REF! | #REF! | #REF! | #REF! | #REF! | #REF! | #REF! | #REF! | #REF! | #REF! | #REF! | #REF! | #REF! | #REF! | #REF! | #REF! | #REF! | #REF! | #REF! | #REF! | #REF! | #REF! | #REF!
#REF! | 4/0 | #REF! | #REF! | #REF! | #REF! | #REF! | #REF! | #REF! | #REF! | #REF! | #REF! | #REF! | #REF! | #REF! | #REF! | #REF! | #REF! | #REF! | #REF! | #REF! | #REF! | #REF! | #REF! | #REF! | #REF! | #REF! | #REF! | #REF! | #REF! | #REF! | #REF! | #REF! | #REF! | #REF! | #REF! | #REF! | #REF! | #REF! | #REF! | #REF! | #REF! | #REF! | #REF!
#REF! | 3/0 | #REF! | #REF! | #REF! | #REF! | #REF! | #REF! | #REF! | #REF! | #REF! | #REF! | #REF! | #REF! | #REF! | #REF! | #REF! | #REF! | #REF! | #REF! | #REF! | #REF! | #REF! | #REF! | #REF! | #REF! | #REF! | #REF! | #REF! | #REF! | #REF! | #REF! | #REF! | #REF! | #REF! | #REF! | #REF! | #REF! | #REF! | #REF! | #REF! | #REF! | #REF! | #REF!
#REF! | 2/0 | #REF! | #REF! | #REF! | #REF! | #REF! | #REF! | #REF! | #REF! | #REF! | #REF! | #REF! | #REF! | #REF! | #REF! | #REF! | #REF! | #REF! | #REF! | #REF! | #REF! | #REF! | #REF! | #REF! | #REF! | #REF! | #REF! | #REF! | #REF! | #REF! | #REF! | #REF! | #REF! | #REF! | #REF! | #REF! | #REF! | #REF! | #REF! | #REF! | #REF! | #REF! | #REF!
#REF! | 1/0 | #REF! | #REF! | #REF! | #REF! | #REF! | #REF! | #REF! | #REF! | #REF! | #REF! | #REF! | #REF! | #REF! | #REF! | #REF! | #REF! | #REF! | #REF! | #REF! | #REF! | #REF! | #REF! | #REF! | #REF! | #REF! | #REF! | #REF! | #REF! | #REF! | #REF! | #REF! | #REF! | #REF! | #REF! | #REF! | #REF! | #REF! | #REF! | #REF! | #REF! | #REF! | #REF!
#REF! | 1 | #REF! | #REF! | #REF! | #REF! | #REF! | #REF! | #REF! | #REF! | #REF! | #REF! | #REF! | #REF! | #REF! | #REF! | #REF! | #REF! | #REF! | #REF! | #REF! | #REF! | #REF! | #REF! | #REF! | #REF! | #REF! | #REF! | #REF! | #REF! | #REF! | #REF! | #REF! | #REF! | #REF! | #REF! | #REF! | #REF! | #REF! | #REF! | #REF! | #REF! | #REF! | #REF!
#REF! | 2 | #REF! | #REF! | #REF! | #REF! | #REF! | #REF! | #REF! | #REF! | #REF! | #REF! | #REF! | #REF! | #REF! | #REF! | #REF! | #REF! | #REF! | #REF! | #REF! | #REF! | #REF! | #REF! | #REF! | #REF! | #REF! | #REF! | #REF! | #REF! | #REF! | #REF! | #REF! | #REF! | #REF! | #REF! | #REF! | #REF! | #REF! | #REF! | #REF! | #REF! | #REF! | #REF!
#REF! | 4 | #REF! | #REF! | #REF! | #REF! | #REF! | #REF! | #REF! | #REF! | #REF! | #REF! | #REF! | #REF! | #REF! | #REF! | #REF! | #REF! | #REF! | #REF! | #REF! | #REF! | #REF! | #REF! | #REF! | #REF! | #REF! | #REF! | #REF! | #REF! | #REF! | #REF! | #REF! | #REF! | #REF! | #REF! | #REF! | #REF! | #REF! | #REF! | #REF! | #REF! | #REF! | #REF!
#REF! | 6 | #REF! | #REF! | #REF! | #REF! | #REF! | #REF! | #REF! | #REF! | #REF! | #REF! | #REF! | #REF! | #REF! | #REF! | #REF! | #REF! | #REF! | #REF! | #REF! | #REF! | #REF! | #REF! | #REF! | #REF! | #REF! | #REF! | #REF! | #REF! | #REF! | #REF! | #REF! | #REF! | #REF! | #REF! | #REF! | #REF! | #REF! | #REF! | #REF! | #REF! | #REF! | #REF!
#REF! |  | #REF! | #REF! | #REF! | #REF! | #REF! | #REF! | #REF! | #REF! | #REF! | #REF! | #REF! | #REF! | #REF! | #REF! | #REF! | #REF! | #REF! | #REF! | #REF! | #REF! | #REF! | #REF! | #REF! | #REF! | #REF! | #REF! | #REF! | #REF! | #REF! | #REF! | #REF! | #REF! | #REF! | #REF! | #REF! | #REF! | #REF! | #REF! | #REF! | #REF! | #REF! | #REF!
#REF! |  | #REF! | #REF! | #REF! | #REF! | #REF! | #REF! | #REF! | #REF! | #REF! | #REF! | #REF! | #REF! | #REF! | #REF! | #REF! | #REF! | #REF! | #REF! | #REF! | #REF! | #REF! | #REF! | #REF! | #REF! | #REF! | #REF! | #REF! | #REF! | #REF! | #REF! | #REF! | #REF! | #REF! | #REF! | #REF! | #REF! | #REF! | #REF! | #REF! | #REF! | #REF! | #REF!
#REF! |  | #REF! | #REF! | #REF! | #REF! | #REF! | #REF! | #REF! | #REF! | #REF! | #REF! | #REF! | #REF! | #REF! | #REF! | #REF! | #REF! | #REF! | #REF! | #REF! | #REF! | #REF! | #REF! | #REF! | #REF! | #REF! | #REF! | #REF! | #REF! | #REF! | #REF! | #REF! | #REF! | #REF! | #REF! | #REF! | #REF! | #REF! | #REF! | #REF! | #REF! | #REF! | #REF!
#REF! |  | #REF! | #REF! | #REF! | #REF! | #REF! | #REF! | #REF! | #REF! | #REF! | #REF! | #REF! | #REF! | #REF! | #REF! | #REF! | #REF! | #REF! | #REF! | #REF! | #REF! | #REF! | #REF! | #REF! | #REF! | #REF! | #REF! | #REF! | #REF! | #REF! | #REF! | #REF! | #REF! | #REF! | #REF! | #REF! | #REF! | #REF! | #REF! | #REF! | #REF! | #REF! | #REF!
#REF! |  | #REF! | #REF! | #REF! | #REF! | #REF! | #REF! | #REF! | #REF! | #REF! | #REF! | #REF! | #REF! | #REF! | #REF! | #REF! | #REF! | #REF! | #REF! | #REF! | #REF! | #REF! | #REF! | #REF! | #REF! | #REF! | #REF! | #REF! | #REF! | #REF! | #REF! | #REF! | #REF! | #REF! | #REF! | #REF! | #REF! | #REF! | #REF! | #REF! | #REF! | #REF! | #REF!
#REF! |  | #REF! | #REF! | #REF! | #REF! | #REF! | #REF! | #REF! | #REF! | #REF! | #REF! | #REF! | #REF! | #REF! | #REF! | #REF! | #REF! | #REF! | #REF! | #REF! | #REF! | #REF! | #REF! | #REF! | #REF! | #REF! | #REF! | #REF! | #REF! | #REF! | #REF! | #REF! | #REF! | #REF! | #REF! | #REF! | #REF! | #REF! | #REF! | #REF! | #REF! | #REF! | #REF!
#REF! |  | #REF! | #REF! | #REF! | #REF! | #REF! | #REF! | #REF! | #REF! | #REF! | #REF! | #REF! | #REF! | #REF! | #REF! | #REF! | #REF! | #REF! | #REF! | #REF! | #REF! | #REF! | #REF! | #REF! | #REF! | #REF! | #REF! | #REF! | #REF! | #REF! | #REF! | #REF! | #REF! | #REF! | #REF! | #REF! | #REF! | #REF! | #REF! | #REF! | #REF! | #REF! | #REF!
#REF! | 1000 | #REF! | #REF! | #REF! | #REF! | #REF! | #REF! | #REF! | #REF! | #REF! | #REF! | #REF! | #REF! | #REF! | #REF! | #REF! | #REF! | #REF! | #REF! | #REF! | #REF! | #REF! | #REF! | #REF! | #REF! | #REF! | #REF! | #REF! | #REF! | #REF! | #REF! | #REF! | #REF! | #REF! | #REF! | #REF! | #REF! | #REF! | #REF! | #REF! | #REF! | #REF! | #REF!
#REF! | 795 | #REF! | #REF! | #REF! | #REF! | #REF! | #REF! | #REF! | #REF! | #REF! | #REF! | #REF! | #REF! | #REF! | #REF! | #REF! | #REF! | #REF! | #REF! | #REF! | #REF! | #REF! | #REF! | #REF! | #REF! | #REF! | #REF! | #REF! | #REF! | #REF! | #REF! | #REF! | #REF! | #REF! | #REF! | #REF! | #REF! | #REF! | #REF! | #REF! | #REF! | #REF! | #REF!
#REF! | 500 | #REF! | #REF! | #REF! | #REF! | #REF! | #REF! | #REF! | #REF! | #REF! | #REF! | #REF! | #REF! | #REF! | #REF! | #REF! | #REF! | #REF! | #REF! | #REF! | #REF! | #REF! | #REF! | #REF! | #REF! | #REF! | #REF! | #REF! | #REF! | #REF! | #REF! | #REF! | #REF! | #REF! | #REF! | #REF! | #REF! | #REF! | #REF! | #REF! | #REF! | #REF! | #REF!
#REF! | 477 | #REF! | #REF! | #REF! | #REF! | #REF! | #REF! | #REF! | #REF! | #REF! | #REF! | #REF! | #REF! | #REF! | #REF! | #REF! | #REF! | #REF! | #REF! | #REF! | #REF! | #REF! | #REF! | #REF! | #REF! | #REF! | #REF! | #REF! | #REF! | #REF! | #REF! | #REF! | #REF! | #REF! | #REF! | #REF! | #REF! | #REF! | #REF! | #REF! | #REF! | #REF! | #REF!
#REF! | 350 | #REF! | #REF! | #REF! | #REF! | #REF! | #REF! | #REF! | #REF! | #REF! | #REF! | #REF! | #REF! | #REF! | #REF! | #REF! | #REF! | #REF! | #REF! | #REF! | #REF! | #REF! | #REF! | #REF! | #REF! | #REF! | #REF! | #REF! | #REF! | #REF! | #REF! | #REF! | #REF! | #REF! | #REF! | #REF! | #REF! | #REF! | #REF! | #REF! | #REF! | #REF! | #REF!
#REF! | 336 | #REF! | #REF! | #REF! | #REF! | #REF! | #REF! | #REF! | #REF! | #REF! | #REF! | #REF! | #REF! | #REF! | #REF! | #REF! | #REF! | #REF! | #REF! | #REF! | #REF! | #REF! | #REF! | #REF! | #REF! | #REF! | #REF! | #REF! | #REF! | #REF! | #REF! | #REF! | #REF! | #REF! | #REF! | #REF! | #REF! | #REF! | #REF! | #REF! | #REF! | #REF! | #REF!
#REF! | 266 | #REF! | #REF! | #REF! | #REF! | #REF! | #REF! | #REF! | #REF! | #REF! | #REF! | #REF! | #REF! | #REF! | #REF! | #REF! | #REF! | #REF! | #REF! | #REF! | #REF! | #REF! | #REF! | #REF! | #REF! | #REF! | #REF! | #REF! | #REF! | #REF! | #REF! | #REF! | #REF! | #REF! | #REF! | #REF! | #REF! | #REF! | #REF! | #REF! | #REF! | #REF! | #REF!
#REF! | 250 | #REF! | #REF! | #REF! | #REF! | #REF! | #REF! | #REF! | #REF! | #REF! | #REF! | #REF! | #REF! | #REF! | #REF! | #REF! | #REF! | #REF! | #REF! | #REF! | #REF! | #REF! | #REF! | #REF! | #REF! | #REF! | #REF! | #REF! | #REF! | #REF! | #REF! | #REF! | #REF! | #REF! | #REF! | #REF! | #REF! | #REF! | #REF! | #REF! | #REF! | #REF! | #REF!
#REF! | 4/0 | #REF! | #REF! | #REF! | #REF! | #REF! | #REF! | #REF! | #REF! | #REF! | #REF! | #REF! | #REF! | #REF! | #REF! | #REF! | #REF! | #REF! | #REF! | #REF! | #REF! | #REF! | #REF! | #REF! | #REF! | #REF! | #REF! | #REF! | #REF! | #REF! | #REF! | #REF! | #REF! | #REF! | #REF! | #REF! | #REF! | #REF! | #REF! | #REF! | #REF! | #REF! | #REF!
#REF! | 3/0 | #REF! | #REF! | #REF! | #REF! | #REF! | #REF! | #REF! | #REF! | #REF! | #REF! | #REF! | #REF! | #REF! | #REF! | #REF! | #REF! | #REF! | #REF! | #REF! | #REF! | #REF! | #REF! | #REF! | #REF! | #REF! | #REF! | #REF! | #REF! | #REF! | #REF! | #REF! | #REF! | #REF! | #REF! | #REF! | #REF! | #REF! | #REF! | #REF! | #REF! | #REF! | #REF!
#REF! | 2/0 | #REF! | #REF! | #REF! | #REF! | #REF! | #REF! | #REF! | #REF! | #REF! | #REF! | #REF! | #REF! | #REF! | #REF! | #REF! | #REF! | #REF! | #REF! | #REF! | #REF! | #REF! | #REF! | #REF! | #REF! | #REF! | #REF! | #REF! | #REF! | #REF! | #REF! | #REF! | #REF! | #REF! | #REF! | #REF! | #REF! | #REF! | #REF! | #REF! | #REF! | #REF! | #REF!
#REF! | 1/0 | #REF! | #REF! | #REF! | #REF! | #REF! | #REF! | #REF! | #REF! | #REF! | #REF! | #REF! | #REF! | #REF! | #REF! | #REF! | #REF! | #REF! | #REF! | #REF! | #REF! | #REF! | #REF! | #REF! | #REF! | #REF! | #REF! | #REF! | #REF! | #REF! | #REF! | #REF! | #REF! | #REF! | #REF! | #REF! | #REF! | #REF! | #REF! | #REF! | #REF! | #REF! | #REF!
#REF! | 1 | #REF! | #REF! | #REF! | #REF! | #REF! | #REF! | #REF! | #REF! | #REF! | #REF! | #REF! | #REF! | #REF! | #REF! | #REF! | #REF! | #REF! | #REF! | #REF! | #REF! | #REF! | #REF! | #REF! | #REF! | #REF! | #REF! | #REF! | #REF! | #REF! | #REF! | #REF! | #REF! | #REF! | #REF! | #REF! | #REF! | #REF! | #REF! | #REF! | #REF! | #REF! | #REF!
#REF! | 2 | #REF! | #REF! | #REF! | #REF! | #REF! | #REF! | #REF! | #REF! | #REF! | #REF! | #REF! | #REF! | #REF! | #REF! | #REF! | #REF! | #REF! | #REF! | #REF! | #REF! | #REF! | #REF! | #REF! | #REF! | #REF! | #REF! | #REF! | #REF! | #REF! | #REF! | #REF! | #REF! | #REF! | #REF! | #REF! | #REF! | #REF! | #REF! | #REF! | #REF! | #REF! | #REF!
#REF! | 4 | #REF! | #REF! | #REF! | #REF! | #REF! | #REF! | #REF! | #REF! | #REF! | #REF! | #REF! | #REF! | #REF! | #REF! | #REF! | #REF! | #REF! | #REF! | #REF! | #REF! | #REF! | #REF! | #REF! | #REF! | #REF! | #REF! | #REF! | #REF! | #REF! | #REF! | #REF! | #REF! | #REF! | #REF! | #REF! | #REF! | #REF! | #REF! | #REF! | #REF! | #REF! | #REF!
#REF! | 6 | #REF! | #REF! | #REF! | #REF! | #REF! | #REF! | #REF! | #REF! | #REF! | #REF! | #REF! | #REF! | #REF! | #REF! | #REF! | #REF! | #REF! | #REF! | #REF! | #REF! | #REF! | #REF! | #REF! | #REF! | #REF! | #REF! | #REF! | #REF! | #REF! | #REF! | #REF! | #REF! | #REF! | #REF! | #REF! | #REF! | #REF! | #REF! | #REF! | #REF! | #REF! | #REF!
#REF! |  | #REF! | #REF! | #REF! | #REF! | #REF! | #REF! | #REF! | #REF! | #REF! | #REF! | #REF! | #REF! | #REF! | #REF! | #REF! | #REF! | #REF! | #REF! | #REF! | #REF! | #REF! | #REF! | #REF! | #REF! | #REF! | #REF! | #REF! | #REF! | #REF! | #REF! | #REF! | #REF! | #REF! | #REF! | #REF! | #REF! | #REF! | #REF! | #REF! | #REF! | #REF! | #REF!
#REF! |  | #REF! | #REF! | #REF! | #REF! | #REF! | #REF! | #REF! | #REF! | #REF! | #REF! | #REF! | #REF! | #REF! | #REF! | #REF! | #REF! | #REF! | #REF! | #REF! | #REF! | #REF! | #REF! | #REF! | #REF! | #REF! | #REF! | #REF! | #REF! | #REF! | #REF! | #REF! | #REF! | #REF! | #REF! | #REF! | #REF! | #REF! | #REF! | #REF! | #REF! | #REF! | #REF!
#REF! |  | #REF! | #REF! | #REF! | #REF! | #REF! | #REF! | #REF! | #REF! | #REF! | #REF! | #REF! | #REF! | #REF! | #REF! | #REF! | #REF! | #REF! | #REF! | #REF! | #REF! | #REF! | #REF! | #REF! | #REF! | #REF! | #REF! | #REF! | #REF! | #REF! | #REF! | #REF! | #REF! | #REF! | #REF! | #REF! | #REF! | #REF! | #REF! | #REF! | #REF! | #REF! | #REF!
#REF! |  | #REF! | #REF! | #REF! | #REF! | #REF! | #REF! | #REF! | #REF! | #REF! | #REF! | #REF! | #REF! | #REF! | #REF! | #REF! | #REF! | #REF! | #REF! | #REF! | #REF! | #REF! | #REF! | #REF! | #REF! | #REF! | #REF! | #REF! | #REF! | #REF! | #REF! | #REF! | #REF! | #REF! | #REF! | #REF! | #REF! | #REF! | #REF! | #REF! | #REF! | #REF! | #REF!
#REF! |  | #REF! | #REF! | #REF! | #REF! | #REF! | #REF! | #REF! | #REF! | #REF! | #REF! | #REF! | #REF! | #REF! | #REF! | #REF! | #REF! | #REF! | #REF! | #REF! | #REF! | #REF! | #REF! | #REF! | #REF! | #REF! | #REF! | #REF! | #REF! | #REF! | #REF! | #REF! | #REF! | #REF! | #REF! | #REF! | #REF! | #REF! | #REF! | #REF! | #REF! | #REF! | #REF!
#REF! |  | #REF! | #REF! | #REF! | #REF! | #REF! | #REF! | #REF! | #REF! | #REF! | #REF! | #REF! | #REF! | #REF! | #REF! | #REF! | #REF! | #REF! | #REF! | #REF! | #REF! | #REF! | #REF! | #REF! | #REF! | #REF! | #REF! | #REF! | #REF! | #REF! | #REF! | #REF! | #REF! | #REF! | #REF! | #REF! | #REF! | #REF! | #REF! | #REF! | #REF! | #REF! | #REF!
#REF! |  | #REF! | #REF! | #REF! | #REF! | #REF! | #REF! | #REF! | #REF! | #REF! | #REF! | #REF! | #REF! | #REF! | #REF! | #REF! | #REF! | #REF! | #REF! | #REF! | #REF! | #REF! | #REF! | #REF! | #REF! | #REF! | #REF! | #REF! | #REF! | #REF! | #REF! | #REF! | #REF! | #REF! | #REF! | #REF! | #REF! | #REF! | #REF! | #REF! | #REF! | #REF! | #REF!
#REF! | 1000 | #REF! | #REF! | #REF! | #REF! | #REF! | #REF! | #REF! | #REF! | #REF! | #REF! | #REF! | #REF! | #REF! | #REF! | #REF! | #REF! | #REF! | #REF! | #REF! | #REF! | #REF! | #REF! | #REF! | #REF! | #REF! | #REF! | #REF! | #REF! | #REF! | #REF! | #REF! | #REF! | #REF! | #REF! | #REF! | #REF! | #REF! | #REF! | #REF! | #REF! | #REF! | #REF!
#REF! | 795 | #REF! | #REF! | #REF! | #REF! | #REF! | #REF! | #REF! | #REF! | #REF! | #REF! | #REF! | #REF! | #REF! | #REF! | #REF! | #REF! | #REF! | #REF! | #REF! | #REF! | #REF! | #REF! | #REF! | #REF! | #REF! | #REF! | #REF! | #REF! | #REF! | #REF! | #REF! | #REF! | #REF! | #REF! | #REF! | #REF! | #REF! | #REF! | #REF! | #REF! | #REF! | #REF!
#REF! | 500 | #REF! | #REF! | #REF! | #REF! | #REF! | #REF! | #REF! | #REF! | #REF! | #REF! | #REF! | #REF! | #REF! | #REF! | #REF! | #REF! | #REF! | #REF! | #REF! | #REF! | #REF! | #REF! | #REF! | #REF! | #REF! | #REF! | #REF! | #REF! | #REF! | #REF! | #REF! | #REF! | #REF! | #REF! | #REF! | #REF! | #REF! | #REF! | #REF! | #REF! | #REF! | #REF!
#REF! | 477 | #REF! | #REF! | #REF! | #REF! | #REF! | #REF! | #REF! | #REF! | #REF! | #REF! | #REF! | #REF! | #REF! | #REF! | #REF! | #REF! | #REF! | #REF! | #REF! | #REF! | #REF! | #REF! | #REF! | #REF! | #REF! | #REF! | #REF! | #REF! | #REF! | #REF! | #REF! | #REF! | #REF! | #REF! | #REF! | #REF! | #REF! | #REF! | #REF! | #REF! | #REF! | #REF!
#REF! | 350 | #REF! | #REF! | #REF! | #REF! | #REF! | #REF! | #REF! | #REF! | #REF! | #REF! | #REF! | #REF! | #REF! | #REF! | #REF! | #REF! | #REF! | #REF! | #REF! | #REF! | #REF! | #REF! | #REF! | #REF! | #REF! | #REF! | #REF! | #REF! | #REF! | #REF! | #REF! | #REF! | #REF! | #REF! | #REF! | #REF! | #REF! | #REF! | #REF! | #REF! | #REF! | #REF!
#REF! | 336 | #REF! | #REF! | #REF! | #REF! | #REF! | #REF! | #REF! | #REF! | #REF! | #REF! | #REF! | #REF! | #REF! | #REF! | #REF! | #REF! | #REF! | #REF! | #REF! | #REF! | #REF! | #REF! | #REF! | #REF! | #REF! | #REF! | #REF! | #REF! | #REF! | #REF! | #REF! | #REF! | #REF! | #REF! | #REF! | #REF! | #REF! | #REF! | #REF! | #REF! | #REF! | #REF!
#REF! | 266 | #REF! | #REF! | #REF! | #REF! | #REF! | #REF! | #REF! | #REF! | #REF! | #REF! | #REF! | #REF! | #REF! | #REF! | #REF! | #REF! | #REF! | #REF! | #REF! | #REF! | #REF! | #REF! | #REF! | #REF! | #REF! | #REF! | #REF! | #REF! | #REF! | #REF! | #REF! | #REF! | #REF! | #REF! | #REF! | #REF! | #REF! | #REF! | #REF! | #REF! | #REF! | #REF!
#REF! | 250 | #REF! | #REF! | #REF! | #REF! | #REF! | #REF! | #REF! | #REF! | #REF! | #REF! | #REF! | #REF! | #REF! | #REF! | #REF! | #REF! | #REF! | #REF! | #REF! | #REF! | #REF! | #REF! | #REF! | #REF! | #REF! | #REF! | #REF! | #REF! | #REF! | #REF! | #REF! | #REF! | #REF! | #REF! | #REF! | #REF! | #REF! | #REF! | #REF! | #REF! | #REF! | #REF!
#REF! | 4/0 | #REF! | #REF! | #REF! | #REF! | #REF! | #REF! | #REF! | #REF! | #REF! | #REF! | #REF! | #REF! | #REF! | #REF! | #REF! | #REF! | #REF! | #REF! | #REF! | #REF! | #REF! | #REF! | #REF! | #REF! | #REF! | #REF! | #REF! | #REF! | #REF! | #REF! | #REF! | #REF! | #REF! | #REF! | #REF! | #REF! | #REF! | #REF! | #REF! | #REF! | #REF! | #REF!
#REF! | 3/0 | #REF! | #REF! | #REF! | #REF! | #REF! | #REF! | #REF! | #REF! | #REF! | #REF! | #REF! | #REF! | #REF! | #REF! | #REF! | #REF! | #REF! | #REF! | #REF! | #REF! | #REF! | #REF! | #REF! | #REF! | #REF! | #REF! | #REF! | #REF! | #REF! | #REF! | #REF! | #REF! | #REF! | #REF! | #REF! | #REF! | #REF! | #REF! | #REF! | #REF! | #REF! | #REF!
#REF! | 2/0 | #REF! | #REF! | #REF! | #REF! | #REF! | #REF! | #REF! | #REF! | #REF! | #REF! | #REF! | #REF! | #REF! | #REF! | #REF! | #REF! | #REF! | #REF! | #REF! | #REF! | #REF! | #REF! | #REF! | #REF! | #REF! | #REF! | #REF! | #REF! | #REF! | #REF! | #REF! | #REF! | #REF! | #REF! | #REF! | #REF! | #REF! | #REF! | #REF! | #REF! | #REF! | #REF!
#REF! | 1/0 | #REF! | #REF! | #REF! | #REF! | #REF! | #REF! | #REF! | #REF! | #REF! | #REF! | #REF! | #REF! | #REF! | #REF! | #REF! | #REF! | #REF! | #REF! | #REF! | #REF! | #REF! | #REF! | #REF! | #REF! | #REF! | #REF! | #REF! | #REF! | #REF! | #REF! | #REF! | #REF! | #REF! | #REF! | #REF! | #REF! | #REF! | #REF! | #REF! | #REF! | #REF! | #REF!
#REF! | 1 | #REF! | #REF! | #REF! | #REF! | #REF! | #REF! | #REF! | #REF! | #REF! | #REF! | #REF! | #REF! | #REF! | #REF! | #REF! | #REF! | #REF! | #REF! | #REF! | #REF! | #REF! | #REF! | #REF! | #REF! | #REF! | #REF! | #REF! | #REF! | #REF! | #REF! | #REF! | #REF! | #REF! | #REF! | #REF! | #REF! | #REF! | #REF! | #REF! | #REF! | #REF! | #REF!
#REF! | 2 | #REF! | #REF! | #REF! | #REF! | #REF! | #REF! | #REF! | #REF! | #REF! | #REF! | #REF! | #REF! | #REF! | #REF! | #REF! | #REF! | #REF! | #REF! | #REF! | #REF! | #REF! | #REF! | #REF! | #REF! | #REF! | #REF! | #REF! | #REF! | #REF! | #REF! | #REF! | #REF! | #REF! | #REF! | #REF! | #REF! | #REF! | #REF! | #REF! | #REF! | #REF! | #REF!
#REF! | 4 | #REF! | #REF! | #REF! | #REF! | #REF! | #REF! | #REF! | #REF! | #REF! | #REF! | #REF! | #REF! | #REF! | #REF! | #REF! | #REF! | #REF! | #REF! | #REF! | #REF! | #REF! | #REF! | #REF! | #REF! | #REF! | #REF! | #REF! | #REF! | #REF! | #REF! | #REF! | #REF! | #REF! | #REF! | #REF! | #REF! | #REF! | #REF! | #REF! | #REF! | #REF! | #REF!
#REF! | 6 | #REF! | #REF! | #REF! | #REF! | #REF! | #REF! | #REF! | #REF! | #REF! | #REF! | #REF! | #REF! | #REF! | #REF! | #REF! | #REF! | #REF! | #REF! | #REF! | #REF! | #REF! | #REF! | #REF! | #REF! | #REF! | #REF! | #REF! | #REF! | #REF! | #REF! | #REF! | #REF! | #REF! | #REF! | #REF! | #REF! | #REF! | #REF! | #REF! | #REF! | #REF! | #REF!
#REF! |  | #REF! | #REF! | #REF! | #REF! | #REF! | #REF! | #REF! | #REF! | #REF! | #REF! | #REF! | #REF! | #REF! | #REF! | #REF! | #REF! | #REF! | #REF! | #REF! | #REF! | #REF! | #REF! | #REF! | #REF! | #REF! | #REF! | #REF! | #REF! | #REF! | #REF! | #REF! | #REF! | #REF! | #REF! | #REF! | #REF! | #REF! | #REF! | #REF! | #REF! | #REF! | #REF!
#REF! |  | #REF! | #REF! | #REF! | #REF! | #REF! | #REF! | #REF! | #REF! | #REF! | #REF! | #REF! | #REF! | #REF! | #REF! | #REF! | #REF! | #REF! | #REF! | #REF! | #REF! | #REF! | #REF! | #REF! | #REF! | #REF! | #REF! | #REF! | #REF! | #REF! | #REF! | #REF! | #REF! | #REF! | #REF! | #REF! | #REF! | #REF! | #REF! | #REF! | #REF! | #REF! | #REF!
#REF! |  | #REF! | #REF! | #REF! | #REF! | #REF! | #REF! | #REF! | #REF! | #REF! | #REF! | #REF! | #REF! | #REF! | #REF! | #REF! | #REF! | #REF! | #REF! | #REF! | #REF! | #REF! | #REF! | #REF! | #REF! | #REF! | #REF! | #REF! | #REF! | #REF! | #REF! | #REF! | #REF! | #REF! | #REF! | #REF! | #REF! | #REF! | #REF! | #REF! | #REF! | #REF! | #REF!
#REF! |  | #REF! | #REF! | #REF! | #REF! | #REF! | #REF! | #REF! | #REF! | #REF! | #REF! | #REF! | #REF! | #REF! | #REF! | #REF! | #REF! | #REF! | #REF! | #REF! | #REF! | #REF! | #REF! | #REF! | #REF! | #REF! | #REF! | #REF! | #REF! | #REF! | #REF! | #REF! | #REF! | #REF! | #REF! | #REF! | #REF! | #REF! | #REF! | #REF! | #REF! | #REF! | #REF!
#REF! |  | #REF! | #REF! | #REF! | #REF! | #REF! | #REF! | #REF! | #REF! | #REF! | #REF! | #REF! | #REF! | #REF! | #REF! | #REF! | #REF! | #REF! | #REF! | #REF! | #REF! | #REF! | #REF! | #REF! | #REF! | #REF! | #REF! | #REF! | #REF! | #REF! | #REF! | #REF! | #REF! | #REF! | #REF! | #REF! | #REF! | #REF! | #REF! | #REF! | #REF! | #REF! | #REF!
#REF! |  | #REF! | #REF! | #REF! | #REF! | #REF! | #REF! | #REF! | #REF! | #REF! | #REF! | #REF! | #REF! | #REF! | #REF! | #REF! | #REF! | #REF! | #REF! | #REF! | #REF! | #REF! | #REF! | #REF! | #REF! | #REF! | #REF! | #REF! | #REF! | #REF! | #REF! | #REF! | #REF! | #REF! | #REF! | #REF! | #REF! | #REF! | #REF! | #REF! | #REF! | #REF! | #REF!
#REF! |  | #REF! | #REF! | #REF! | #REF! | #REF! | #REF! | #REF! | #REF! | #REF! | #REF! | #REF! | #REF! | #REF! | #REF! | #REF! | #REF! | #REF! | #REF! | #REF! | #REF! | #REF! | #REF! | #REF! | #REF! | #REF! | #REF! | #REF! | #REF! | #REF! | #REF! | #REF! | #REF! | #REF! | #REF! | #REF! | #REF! | #REF! | #REF! | #REF! | #REF! | #REF! | #REF!

## Sensibilidad 44 kV
|  | costo | Regulación (k) | Resistencia
| Costo ACSR N°2/0 | 73538000 | 3.1504e-11 | 0.4148
| Costo ACSR N°3/0 | 87508000 | 2.7225e-11 | 0.329
| Costo ACSR N°4/0 | 103002000 | 2.382e-11 | 0.2609
| Costo ACSR N°266.8 | 123068000 | 2.1135e-11 | 0.211
| Costo ACSR N°336 | 142880000 | 1.8894e-11 | 0.1673
| FC | 0.636
Tensión [kV] | Fases | No. Conductores por fase | No. Conductores de neutro | Demanda [MVA] | FP | Corriente por conductor [A] | Cable Primario 3xACSR - 336 kcmil | [6 empty] | Cable Primario 3xACSR - 266.8 kcmil | [6 empty] | Cable Primario 3xACSR - 4/0 AWG | [6 empty] | Cable Primario 3xACSR - 3/0 AWG | [6 empty] | Cable Primario 3xACSR - 2/0 AWG
[7 empty] | Distancia[km] | KVA-m. | Pérdidas [W] | Potencia total trnasportada [W] | %Pérdidas | Resistencia K | Costo Total ACSR N°336 | Distancia[km] | KVA-m. | Pérdidas [W] | Potencia total trnasportada [W] | %Pérdidas | Resistencia K | Costo Total ACSR N°266.8 | Distancia[km] | KVA-m. | Pérdidas [W] | Potencia total trnasportada [W] | %Pérdidas | Resistencia K | Costo Total ACSR N°4/0 | Distancia[km] | KVA-m. | Pérdidas [W] | Potencia total trnasportada [W] | %Pérdidas | Resistencia K | Costo Total ACSR N°3/0 | Distancia[km] | KVA-m. | Pérdidas [W] | Potencia total trnasportada [W] | %Pérdidas | Resistencia K | Costo Total ACSR N°2/0
[12 empty] | 0.1673 | [6 empty] | 0.211 | [6 empty] | 0.2609 | [6 empty] | 0.329 | [6 empty] | 0.4148
[12 empty] | 1.8894e-11 | [6 empty] | 2.1135e-11 | [6 empty] | 2.382e-11 | [6 empty] | 2.7225e-11 | [6 empty] | 3.1504e-11
[12 empty] | % Reg ACSR N°336 | Costo ACSR N°336 | [5 empty] | % Reg ACSR N°266.8 | Costo ACSR N°266.8 | [5 empty] | % Reg ACSR N°4/0 | Costo ACSR N°4/0 | [5 empty] | % Reg ACSR N°3/0 | Costo ACSR N°3/0 | [5 empty] | % Reg ACSR N°2/0 | Costo ACSR N°2/0
44 | 3 | 1 | 0 | 1 | 0.9 | 14.4338 | 220 | 220000000 | 10902.5629 | 900000 | 1.211% | 0.4157% | 94300800000 | 174 | 174000000 | 10875.3109 | 900000 | 1.208% | 0.3677% | 64241496000 | 141 | 141000000 | 10896.9052 | 900000 | 1.211% | 0.3359% | 43569846000 | 112 | 112000000 | 10915.004 | 900000 | 1.213% | 0.3049% | 29402688000 | 88 | 88000000 | 10812.6314 | 900000 | 1.201% | 0.2772% | 19414032000
44 | 3 | 1 | 0 | 2 | 0.9 | 28.8675 | 110 | 220000000 | 21805.1258 | 1800000 | 1.211% | 0.4157% | 47150400000 | 87 | 174000000 | 21750.6219 | 1800000 | 1.208% | 0.3677% | 32120748000 | 70 | 140000000 | 21639.2443 | 1800000 | 1.202% | 0.3335% | 21630420000 | 56 | 112000000 | 21830.008 | 1800000 | 1.213% | 0.3049% | 14701344000 | 44 | 88000000 | 21625.2628 | 1800000 | 1.201% | 0.2772% | 9707016000
44 | 3 | 1 | 0 | 3 | 0.9 | 43.3013 | 73 | 219000000 | 32559.0174 | 2700000 | 1.206% | 0.4138% | 31290720000 | 58 | 174000000 | 32625.9328 | 2700000 | 1.208% | 0.3677% | 21413832000 | 47 | 141000000 | 32690.7155 | 2700000 | 1.211% | 0.3359% | 14523282000 | 37 | 111000000 | 32452.6459 | 2700000 | 1.202% | 0.3022% | 9713388000 | 29 | 87000000 | 32069.2818 | 2700000 | 1.188% | 0.2741% | 6397806000
44 | 3 | 1 | 0 | 4 | 0.9 | 57.735 | 55 | 220000000 | 43610.2516 | 3600000 | 1.211% | 0.4157% | 23575200000 | 43 | 172000000 | 43001.2295 | 3600000 | 1.194% | 0.3635% | 15875772000 | 35 | 140000000 | 43278.4886 | 3600000 | 1.202% | 0.3335% | 10815210000 | 28 | 112000000 | 43660.0161 | 3600000 | 1.213% | 0.3049% | 7350672000 | 22 | 88000000 | 43250.5257 | 3600000 | 1.201% | 0.2772% | 4853508000
44 | 3 | 1 | 0 | 5 | 0.9 | 72.1688 | 44 | 220000000 | 54512.8145 | 4500000 | 1.211% | 0.4157% | 18860160000 | 34 | 170000000 | 53126.519 | 4500000 | 1.181% | 0.3593% | 12552936000 | 28 | 140000000 | 54098.1107 | 4500000 | 1.202% | 0.3335% | 8652168000 | 22 | 110000000 | 53600.4662 | 4500000 | 1.191% | 0.2995% | 5775528000 | 17 | 85000000 | 52220.0949 | 4500000 | 1.16% | 0.2678% | 3750438000
44 | 3 | 1 | 0 | 6 | 0.9 | 86.6025 | 36 | 216000000 | 64226.0069 | 5400000 | 1.189% | 0.4081% | 15431040000 | 29 | 174000000 | 65251.8656 | 5400000 | 1.208% | 0.3677% | 10706916000 | 23 | 138000000 | 63990.3367 | 5400000 | 1.185% | 0.3287% | 7107138000 | 18 | 108000000 | 63151.0947 | 5400000 | 1.169% | 0.294% | 4725432000 | 14 | 84000000 | 61926.889 | 5400000 | 1.147% | 0.2646% | 3088596000
44 | 3 | 1 | 0 | 7 | 0.9 | 101.0363 | 31 | 217000000 | 75277.2411 | 6300000 | 1.195% | 0.41% | 13287840000 | 24 | 168000000 | 73502.1015 | 6300000 | 1.167% | 0.3551% | 8860896000 | 20 | 140000000 | 75737.355 | 6300000 | 1.202% | 0.3335% | 6180120000 | 16 | 112000000 | 76405.0281 | 6300000 | 1.213% | 0.3049% | 4200384000 | 12 | 84000000 | 72248.0372 | 6300000 | 1.147% | 0.2646% | 2647368000
44 | 3 | 1 | 0 | 8 | 0.9 | 115.4701 | 27 | 216000000 | 85634.6759 | 7200000 | 1.189% | 0.4081% | 11573280000 | 21 | 168000000 | 84002.4017 | 7200000 | 1.167% | 0.3551% | 7753284000 | 17 | 136000000 | 84083.9206 | 7200000 | 1.168% | 0.3239% | 5253102000 | 14 | 112000000 | 87320.0321 | 7200000 | 1.213% | 0.3049% | 3675336000 | 11 | 88000000 | 86501.0514 | 7200000 | 1.201% | 0.2772% | 2426754000
44 | 3 | 1 | 0 | 9 | 0.9 | 129.9038 | 24 | 216000000 | 96339.0104 | 8100000 | 1.189% | 0.4081% | 10287360000 | 19 | 171000000 | 96190.2502 | 8100000 | 1.188% | 0.3614% | 7014876000 | 15 | 135000000 | 93898.8636 | 8100000 | 1.159% | 0.3216% | 4635090000 | 12 | 108000000 | 94726.642 | 8100000 | 1.169% | 0.294% | 3150288000 | 9 | 81000000 | 89572.8217 | 8100000 | 1.106% | 0.2552% | 1985526000
44 | 3 | 1 | 0 | 10 | 0.9 | 144.3376 | 22 | 220000000 | 109025.629 | 9000000 | 1.211% | 0.4157% | 9430080000 | 17 | 170000000 | 106253.0379 | 9000000 | 1.181% | 0.3593% | 6276468000 | 14 | 140000000 | 108196.2214 | 9000000 | 1.202% | 0.3335% | 4326084000 | 11 | 110000000 | 107200.9323 | 9000000 | 1.191% | 0.2995% | 2887764000 | 8 | 80000000 | 98296.6493 | 9000000 | 1.092% | 0.252% | 1764912000
44 | 3 | 1 | 0 | 11 | 0.9 | 158.7713 | 20 | 220000000 | 119928.1919 | 9900000 | 1.211% | 0.4157% | 8572800000 | 15 | 165000000 | 113440.7434 | 9900000 | 1.146% | 0.3487% | 5538060000 | 12 | 132000000 | 112214.9382 | 9900000 | 1.133% | 0.3144% | 3708072000 | 10 | 110000000 | 117921.0255 | 9900000 | 1.191% | 0.2995% | 2625240000 | 8 | 88000000 | 118938.9456 | 9900000 | 1.201% | 0.2772% | 1764912000
44 | 3 | 1 | 0 | 12 | 0.9 | 173.2051 | 18 | 216000000 | 128452.0138 | 10800000 | 1.189% | 0.4081% | 7715520000 | 14 | 168000000 | 126003.6026 | 10800000 | 1.167% | 0.3551% | 5168856000 | 11 | 132000000 | 122416.2962 | 10800000 | 1.133% | 0.3144% | 3399066000 | 9 | 108000000 | 126302.1893 | 10800000 | 1.169% | 0.294% | 2362716000 | 7 | 84000000 | 123853.7781 | 10800000 | 1.147% | 0.2646% | 1544298000
44 | 3 | 1 | 0 | 13 | 0.9 | 187.6388 | 16 | 208000000 | 134002.4095 | 11700000 | 1.145% | 0.393% | 6858240000 | 13 | 169000000 | 137316.426 | 11700000 | 1.174% | 0.3572% | 4799652000 | 10 | 130000000 | 130608.2959 | 11700000 | 1.116% | 0.3097% | 3090060000 | 8 | 104000000 | 131759.6913 | 11700000 | 1.126% | 0.2831% | 2100192000 | 6 | 78000000 | 124591.003 | 11700000 | 1.065% | 0.2457% | 1323684000
44 | 3 | 1 | 0 | 14 | 0.9 | 202.0726 | 15 | 210000000 | 145697.8861 | 12600000 | 1.156% | 0.3968% | 6429600000 | 12 | 168000000 | 147004.203 | 12600000 | 1.167% | 0.3551% | 4430448000 | 10 | 140000000 | 151474.71 | 12600000 | 1.202% | 0.3335% | 3090060000 | 8 | 112000000 | 152810.0562 | 12600000 | 1.213% | 0.3049% | 2100192000 | 6 | 84000000 | 144496.0744 | 12600000 | 1.147% | 0.2646% | 1323684000
44 | 3 | 1 | 0 | 15 | 0.9 | 216.5064 | 14 | 210000000 | 156104.8779 | 13500000 | 1.156% | 0.3968% | 6000960000 | 11 | 165000000 | 154691.9228 | 13500000 | 1.146% | 0.3487% | 4061244000 | 9 | 135000000 | 156498.106 | 13500000 | 1.159% | 0.3216% | 2781054000 | 7 | 105000000 | 153492.244 | 13500000 | 1.137% | 0.2859% | 1837668000 | 5 | 75000000 | 138229.6631 | 13500000 | 1.024% | 0.2363% | 1103070000
44 | 3 | 1 | 0 | 16 | 0.9 | 230.9401 | 14 | 224000000 | 177612.6611 | 14400000 | 1.233% | 0.4232% | 6000960000 | 10 | 160000000 | 160004.5747 | 14400000 | 1.111% | 0.3382% | 3692040000 | 8 | 128000000 | 158275.6153 | 14400000 | 1.099% | 0.3049% | 2472048000 | 7 | 112000000 | 174640.0643 | 14400000 | 1.213% | 0.3049% | 1837668000 | 5 | 80000000 | 157274.6388 | 14400000 | 1.092% | 0.252% | 1103070000
44 | 3 | 1 | 0 | 17 | 0.9 | 245.3739 | 13 | 221000000 | 186186.0401 | 15300000 | 1.217% | 0.4176% | 5572320000 | 10 | 170000000 | 180630.1644 | 15300000 | 1.181% | 0.3593% | 3692040000 | 8 | 136000000 | 178678.3314 | 15300000 | 1.168% | 0.3239% | 2472048000 | 6 | 102000000 | 168987.6515 | 15300000 | 1.104% | 0.2777% | 1575144000 | 5 | 85000000 | 177548.3228 | 15300000 | 1.16% | 0.2678% | 1103070000
44 | 3 | 1 | 0 | 18 | 0.9 | 259.8076 | 12 | 216000000 | 192678.0207 | 16200000 | 1.189% | 0.4081% | 5143680000 | 9 | 162000000 | 182255.2109 | 16200000 | 1.125% | 0.3424% | 3322836000 | 7 | 126000000 | 175277.8787 | 16200000 | 1.082% | 0.3001% | 2163042000 | 6 | 108000000 | 189453.284 | 16200000 | 1.169% | 0.294% | 1575144000 | 4 | 72000000 | 159240.5718 | 16200000 | 0.983% | 0.2268% | 882456000
44 | 3 | 1 | 0 | 19 | 0.9 | 274.2414 | 11 | 209000000 | 196791.2604 | 17100000 | 1.151% | 0.3949% | 4715040000 | 9 | 171000000 | 203068.306 | 17100000 | 1.188% | 0.3614% | 3322836000 | 7 | 133000000 | 195294.1797 | 17100000 | 1.142% | 0.3168% | 2163042000 | 5 | 95000000 | 175906.9844 | 17100000 | 1.029% | 0.2586% | 1312620000 | 4 | 76000000 | 177425.452 | 17100000 | 1.038% | 0.2394% | 882456000
44 | 3 | 1 | 0 | 20 | 0.9 | 288.6751 | 11 | 220000000 | 218051.258 | 18000000 | 1.211% | 0.4157% | 4715040000 | 8 | 160000000 | 200005.7184 | 18000000 | 1.111% | 0.3382% | 2953632000 | 7 | 140000000 | 216392.4428 | 18000000 | 1.202% | 0.3335% | 2163042000 | 5 | 100000000 | 194910.786 | 18000000 | 1.083% | 0.2722% | 1312620000 | 4 | 80000000 | 196593.2986 | 18000000 | 1.092% | 0.252% | 882456000

## Sensibilidad 13.2 kV
|  | costo | Regulación (k) | Resistencia
| Costo ACSR N°1/0 | 61092000 | 4.0994e-10 | 0.5228
| Costo ACSR N°2/0 | 73538000 | 3.4877e-10 | 0.4148
| Costo ACSR N°3/0 | 87508000 | 3.0122e-10 | 0.329
| Costo ACSR N°4/0 | 103002000 | 2.6339e-10 | 0.2609
| Costo ACSR N°266.8 | 123068000 | 2.3356e-10 | 0.211
| FC | 0.636
Tensión [kV] | Fases | No. Conductores por fase | No. Conductores de neutro | Demanda [MVA] | FP | Corriente por conductor [A] | Cable Primario 3xACSR - 266.8 kcmil | [6 empty] | Cable Primario 3xACSR - 4/0 AWG | [6 empty] | Cable Primario 3xACSR - 3/0 AWG | [6 empty] | Cable Primario 3xACSR - 2/0 AWG | [6 empty] | Cable Primario 3xACSR - 1/0 AWG
[7 empty] | Distancia[km] | KVA-m. | Pérdidas [W] | Potencia total trnasportada [W] | %Pérdidas | Resistencia K | Costo Total ACSR N°266.8 | Distancia[km] | KVA-m. | Pérdidas [W] | Potencia total trnasportada [W] | %Pérdidas | Resistencia K | Costo Total ACSR N°4/0 | Distancia[km] | KVA-m. | Pérdidas [W] | Potencia total trnasportada [W] | %Pérdidas | Resistencia K | Costo Total ACSR N°3/0 | Distancia[km] | KVA-m. | Pérdidas [W] | Potencia total trnasportada [W] | %Pérdidas | Resistencia K | Costo Total ACSR N°2/0 | Distancia[km] | KVA-m. | Pérdidas [W] | Potencia total trnasportada [W] | %Pérdidas | Resistencia K | Costo Total ACSR N°1/0
[12 empty] | 0.211 | [6 empty] | 0.2609 | [6 empty] | 0.329 | [6 empty] | 0.4148 | [6 empty] | 0.5228
[12 empty] | 2.3356e-10 | [6 empty] | 2.6339e-10 | [6 empty] | 3.0122e-10 | [6 empty] | 3.4877e-10 | [6 empty] | 4.0994e-10
[12 empty] | % Reg ACSR N°266.8 | Costo ACSR N°266.8 | [5 empty] | % Reg ACSR N°4/0 | Costo ACSR N°4/0 | [5 empty] | % Reg ACSR N°3/0 | Costo ACSR N°3/0 | [5 empty] | % Reg ACSR N°2/0 | Costo ACSR N°2/0 | [5 empty] | % Reg ACSR N°1/0 | Costo ACSR N°1/0
13.2 | 3 | 1 | 1 | 0.35 | 0.9 | 16.8394 | 41 | 14350000 | 3487.9469 | 315000 | 1.107% | 0.3352% | 20183152000 | 33 | 11550000 | 3471.2954 | 315000 | 1.102% | 0.3042% | 13596264000 | 26 | 9100000 | 3448.8381 | 315000 | 1.095% | 0.2741% | 9100832000 | 21 | 7350000 | 3512.0574 | 315000 | 1.115% | 0.2563% | 6177192000 | 16 | 5600000 | 3372.5556 | 315000 | 1.071% | 0.2296% | 3909888000
13.2 | 3 | 1 | 1 | 0.7 | 0.9 | 33.6788 | 20 | 14000000 | 6805.7501 | 630000 | 1.08% | 0.327% | 9845440000 | 16 | 11200000 | 6732.2093 | 630000 | 1.069% | 0.295% | 6592128000 | 13 | 9100000 | 6897.6761 | 630000 | 1.095% | 0.2741% | 4550416000 | 10 | 7000000 | 6689.6331 | 630000 | 1.062% | 0.2441% | 2941520000 | 8 | 5600000 | 6745.1112 | 630000 | 1.071% | 0.2296% | 1954944000
13.2 | 3 | 1 | 1 | 1.05 | 0.9 | 50.5181 | 13 | 13650000 | 9953.4096 | 945000 | 1.053% | 0.3188% | 6399536000 | 11 | 11550000 | 10413.8863 | 945000 | 1.102% | 0.3042% | 4532088000 | 8 | 8400000 | 9550.6285 | 945000 | 1.011% | 0.253% | 2800256000 | 7 | 7350000 | 10536.1721 | 945000 | 1.115% | 0.2563% | 2059064000 | 5 | 5250000 | 9485.3127 | 945000 | 1.004% | 0.2152% | 1221840000
13.2 | 3 | 1 | 1 | 1.4 | 0.9 | 67.3575 | 10 | 14000000 | 13611.5003 | 1260000 | 1.08% | 0.327% | 4922720000 | 8 | 11200000 | 13464.4187 | 1260000 | 1.069% | 0.295% | 3296064000 | 6 | 8400000 | 12734.1714 | 1260000 | 1.011% | 0.253% | 2100192000 | 5 | 7000000 | 13379.2662 | 1260000 | 1.062% | 0.2441% | 1470760000 | 4 | 5600000 | 13490.2225 | 1260000 | 1.071% | 0.2296% | 977472000
13.2 | 3 | 1 | 1 | 1.75 | 0.9 | 84.1969 | 8 | 14000000 | 17014.3754 | 1575000 | 1.08% | 0.327% | 3938176000 | 6 | 10500000 | 15778.6156 | 1575000 | 1.002% | 0.2766% | 2472048000 | 5 | 8750000 | 16580.9523 | 1575000 | 1.053% | 0.2636% | 1750160000 | 4 | 7000000 | 16724.0827 | 1575000 | 1.062% | 0.2441% | 1176608000 | 3 | 5250000 | 15808.8544 | 1575000 | 1.004% | 0.2152% | 733104000
13.2 | 3 | 1 | 1 | 2.1 | 0.9 | 101.0363 | 6 | 12600000 | 18375.5254 | 1890000 | 0.9723% | 0.2943% | 2953632000 | 5 | 10500000 | 18934.3387 | 1890000 | 1.002% | 0.2766% | 2060040000 | 4 | 8400000 | 19101.257 | 1890000 | 1.011% | 0.253% | 1400128000 | 3 | 6300000 | 18062.0093 | 1890000 | 0.9557% | 0.2197% | 882456000 | 2 | 4200000 | 15176.5003 | 1890000 | 0.803% | 0.1722% | 488736000
13.2 | 3 | 1 | 1 | 2.45 | 0.9 | 117.8757 | 5 | 12250000 | 20842.6098 | 2205000 | 0.9452% | 0.2861% | 2461360000 | 4 | 9800000 | 20617.3911 | 2205000 | 0.935% | 0.2581% | 1648032000 | 3 | 7350000 | 19499.1999 | 2205000 | 0.8843% | 0.2214% | 1050096000 | 3 | 7350000 | 24584.4016 | 2205000 | 1.115% | 0.2563% | 882456000 | 2 | 4900000 | 20656.9031 | 2205000 | 0.9368% | 0.2009% | 488736000
13.2 | 3 | 1 | 1 | 2.8 | 0.9 | 134.7151 | 5 | 14000000 | 27223.0006 | 2520000 | 1.08% | 0.327% | 2461360000 | 4 | 11200000 | 26928.8373 | 2520000 | 1.069% | 0.295% | 1648032000 | 3 | 8400000 | 25468.3427 | 2520000 | 1.011% | 0.253% | 1050096000 | 2 | 5600000 | 21406.8258 | 2520000 | 0.8495% | 0.1953% | 588304000 | 2 | 5600000 | 26980.4449 | 2520000 | 1.071% | 0.2296% | 488736000
13.2 | 3 | 1 | 1 | 3.15 | 0.9 | 151.5544 | 4 | 12600000 | 27563.2881 | 2835000 | 0.9723% | 0.2943% | 1969088000 | 3 | 9450000 | 25561.3573 | 2835000 | 0.9016% | 0.2489% | 1236024000 | 2 | 6300000 | 21488.9142 | 2835000 | 0.758% | 0.1898% | 700064000 | 2 | 6300000 | 27093.014 | 2835000 | 0.9557% | 0.2197% | 588304000 | 1 | 3150000 | 17073.5628 | 2835000 | 0.6022% | 0.1291% | 244368000
13.2 | 3 | 1 | 1 | 3.5 | 0.9 | 168.3938 | 4 | 14000000 | 34028.7507 | 3150000 | 1.08% | 0.327% | 1969088000 | 3 | 10500000 | 31557.2312 | 3150000 | 1.002% | 0.2766% | 1236024000 | 2 | 7000000 | 26529.5237 | 3150000 | 0.8422% | 0.2109% | 700064000 | 2 | 7000000 | 33448.1654 | 3150000 | 1.062% | 0.2441% | 588304000 | 1 | 3500000 | 21078.4726 | 3150000 | 0.6692% | 0.1435% | 244368000
13.2 | 3 | 1 | 1 | 3.85 | 0.9 | 185.2332 | 3 | 11550000 | 30881.0913 | 3465000 | 0.8912% | 0.2698% | 1476816000 | 3 | 11550000 | 38184.2498 | 3465000 | 1.102% | 0.3042% | 1236024000 | 2 | 7700000 | 32100.7236 | 3465000 | 0.9264% | 0.2319% | 700064000 | 1 | 3850000 | 20236.1401 | 3465000 | 0.584% | 0.1343% | 294152000 | 1 | 3850000 | 25504.9518 | 3465000 | 0.7361% | 0.1578% | 244368000
13.2 | 3 | 1 | 1 | 4.2 | 0.9 | 202.0726 | 3 | 12600000 | 36751.0508 | 3780000 | 0.9723% | 0.2943% | 1476816000 | 2 | 8400000 | 30294.942 | 3780000 | 0.8015% | 0.2212% | 824016000 | 2 | 8400000 | 38202.5141 | 3780000 | 1.011% | 0.253% | 700064000 | 1 | 4200000 | 24082.6791 | 3780000 | 0.6371% | 0.1465% | 294152000 | 1 | 4200000 | 30353.0005 | 3780000 | 0.803% | 0.1722% | 244368000
13.2 | 3 | 1 | 1 | 4.55 | 0.9 | 218.912 | 3 | 13650000 | 43131.4415 | 4095000 | 1.053% | 0.3188% | 1476816000 | 2 | 9100000 | 35554.4805 | 4095000 | 0.8682% | 0.2397% | 824016000 | 2 | 9100000 | 44834.895 | 4095000 | 1.095% | 0.2741% | 700064000 | 1 | 4550000 | 28263.6997 | 4095000 | 0.6902% | 0.1587% | 294152000 | 1 | 4550000 | 35622.6187 | 4095000 | 0.8699% | 0.1865% | 244368000
13.2 | 3 | 1 | 1 | 4.9 | 0.9 | 235.7514 | 2 | 9800000 | 33348.1757 | 4410000 | 0.7562% | 0.2289% | 984544000 | 2 | 9800000 | 41234.7822 | 4410000 | 0.935% | 0.2581% | 824016000 | 1 | 4900000 | 25998.9332 | 4410000 | 0.5895% | 0.1476% | 350032000 | 1 | 4900000 | 32779.2021 | 4410000 | 0.7433% | 0.1709% | 294152000 | 1 | 4900000 | 41313.8063 | 4410000 | 0.9368% | 0.2009% | 244368000
13.2 | 3 | 1 | 1 | 5.25 | 0.9 | 252.5907 | 2 | 10500000 | 38282.3445 | 4725000 | 0.8102% | 0.2452% | 984544000 | 2 | 10500000 | 47335.8469 | 4725000 | 1.002% | 0.2766% | 824016000 | 1 | 5250000 | 29845.7141 | 4725000 | 0.6317% | 0.1581% | 350032000 | 1 | 5250000 | 37629.1861 | 4725000 | 0.7964% | 0.1831% | 294152000 | 1 | 5250000 | 47426.5633 | 4725000 | 1.004% | 0.2152% | 244368000
13.2 | 3 | 1 | 1 | 5.6 | 0.9 | 269.4301 | 2 | 11200000 | 43556.8009 | 5040000 | 0.8642% | 0.2616% | 984544000 | 2 | 11200000 | 53857.6747 | 5040000 | 1.069% | 0.295% | 824016000 | 1 | 5600000 | 33957.7903 | 5040000 | 0.6738% | 0.1687% | 350032000 | 1 | 5600000 | 42813.6517 | 5040000 | 0.8495% | 0.1953% | 294152000 | 1 | 5600000 | 53960.8898 | 5040000 | 1.071% | 0.2296% | 244368000
13.2 | 3 | 1 | 1 | 5.95 | 0.9 | 286.2695 | 2 | 11900000 | 49171.5448 | 5355000 | 0.9182% | 0.2779% | 984544000 | 1 | 5950000 | 30400.1328 | 5355000 | 0.5677% | 0.1567% | 412008000 | 1 | 5950000 | 38335.1617 | 5355000 | 0.7159% | 0.1792% | 350032000 | 1 | 5950000 | 48332.599 | 5355000 | 0.9026% | 0.2075% | 294152000 | 0.9 | 5355000 | 54825.1072 | 5355000 | 1.024% | 0.2195% | 219931200
13.2 | 3 | 1 | 1 | 6.3 | 0.9 | 303.1089 | 2 | 12600000 | 55126.5761 | 5670000 | 0.9723% | 0.2943% | 984544000 | 1 | 6300000 | 34081.8097 | 5670000 | 0.6011% | 0.1659% | 412008000 | 1 | 6300000 | 42977.8283 | 5670000 | 0.758% | 0.1898% | 350032000 | 1 | 6300000 | 54186.0279 | 5670000 | 0.9557% | 0.2197% | 294152000 | 0.9 | 5670000 | 61464.8261 | 5670000 | 1.084% | 0.2324% | 219931200
13.2 | 3 | 1 | 1 | 6.65 | 0.9 | 319.9483 | 2 | 13300000 | 61421.895 | 5985000 | 1.026% | 0.3106% | 984544000 | 1 | 6650000 | 37973.8683 | 5985000 | 0.6345% | 0.1752% | 412008000 | 1 | 6650000 | 47885.7902 | 5985000 | 0.8001% | 0.2003% | 350032000 | 1 | 6650000 | 60373.9385 | 5985000 | 1.009% | 0.2319% | 294152000 | 0.8 | 5320000 | 60874.6288 | 5985000 | 1.017% | 0.2181% | 195494400
13.2 | 3 | 1 | 1 | 7 | 0.9 | 336.7877 | 2 | 14000000 | 68057.5014 | 6300000 | 1.08% | 0.327% | 984544000 | 1 | 7000000 | 42076.3083 | 6300000 | 0.6679% | 0.1844% | 412008000 | 1 | 7000000 | 53059.0473 | 6300000 | 0.8422% | 0.2109% | 350032000 | 1 | 7000000 | 66896.3308 | 6300000 | 1.062% | 0.2441% | 294152000 | 0.8 | 5600000 | 67451.1123 | 6300000 | 1.071% | 0.2296% | 195494400

## Sensibilidad 7.621 kV
|  | costo | Regulación (k) | Resistencia
| Costo ACSR N°2 | 40264000 | 1.6325e-09 | 0.832
| Costo ACSR N°1/0 | 61092000 | 1.1332e-09 | 0.5228
| Costo ACSR N°2/0 | 73538000 | 9.4867e-10 | 0.4148
| Costo ACSR N°3/0 | 87508000 | 8.0523e-10 | 0.329
| Costo ACSR N°4/0 | 103002000 | 6.911e-10 | 0.2609
| FC | 0.636
Tensión [kV] | Fases | No. Conductores por fase | No. Conductores de neutro | Demanda [MVA] | FP | Corriente por conductor [A] | Cable Primario 3xACSR - 4/0 AWG | [6 empty] | Cable Primario 3xACSR - 3/0 AWG | [6 empty] | Cable Primario 3xACSR - 2/0 AWG | [6 empty] | Cable Primario 3xACSR - 1/0 AWG | [6 empty] | Cable Primario 3xACSR - 2 AWG
[7 empty] | Distancia[km] | KVA-m. | Pérdidas [W] | Potencia total trnasportada [W] | %Pérdidas | Resistencia K | Costo Total ACSR N°4/0 | Distancia[km] | KVA-m. | Pérdidas [W] | Potencia total trnasportada [W] | %Pérdidas | Resistencia K | Costo Total ACSR N°3/0 | Distancia[km] | KVA-m. | Pérdidas [W] | Potencia total trnasportada [W] | %Pérdidas | Resistencia K | Costo Total ACSR N°2/0 | Distancia[km] | KVA-m. | Pérdidas [W] | Potencia total trnasportada [W] | %Pérdidas | Resistencia K | Costo Total ACSR N°1/0 | Distancia[km] | KVA-m. | Pérdidas [W] | Potencia total trnasportada [W] | %Pérdidas | Resistencia K | Costo Total ACSR N°2
[12 empty] | 0.2609 | [6 empty] | 0.329 | [6 empty] | 0.4148 | [6 empty] | 0.5228 | [6 empty] | 0.832
[12 empty] | 6.911e-10 | [6 empty] | 8.0523e-10 | [6 empty] | 9.4867e-10 | [6 empty] | 1.1332e-09 | [6 empty] | 1.6325e-09
[12 empty] | % Reg ACSR N°4/0 | Costo ACSR N°4/0 | [5 empty] | % Reg ACSR N°3/0 | Costo ACSR N°3/0 | [5 empty] | % Reg ACSR N°2/0 | Costo ACSR N°2/0 | [5 empty] | % Reg ACSR N°1/0 | Costo ACSR N°1/0 | [5 empty] | % Reg ACSR N°2 | Costo ACSR N°2
7.621 | 1 | 1 | 1 | 0.15 | 0.9 | 21.6507 | 26 | 3900000 | 1507.0281 | 135000 | 1.116% | 0.2695% | 5356104000 | 20 | 3000000 | 1461.8399 | 135000 | 1.083% | 0.2416% | 3500320000 | 16 | 2400000 | 1474.4589 | 135000 | 1.092% | 0.2277% | 2353216000 | 13 | 1950000 | 1509.9162 | 135000 | 1.118% | 0.221% | 1588392000 | 8 | 1200000 | 1478.7244 | 135000 | 1.095% | 0.1959% | 644224000
7.621 | 1 | 1 | 1 | 0.3 | 0.9 | 43.3014 | 13 | 3900000 | 3014.0562 | 270000 | 1.116% | 0.2695% | 2678052000 | 10 | 3000000 | 2923.6799 | 270000 | 1.083% | 0.2416% | 1750160000 | 8 | 2400000 | 2948.9177 | 270000 | 1.092% | 0.2277% | 1176608000 | 6 | 1800000 | 2787.5377 | 270000 | 1.032% | 0.204% | 733104000 | 4 | 1200000 | 2957.4488 | 270000 | 1.095% | 0.1959% | 322112000
7.621 | 1 | 1 | 1 | 0.45 | 0.9 | 64.9521 | 8 | 3600000 | 4173.3086 | 405000 | 1.03% | 0.2488% | 1648032000 | 6 | 2700000 | 3946.9678 | 405000 | 0.9746% | 0.2174% | 1050096000 | 5 | 2250000 | 4146.9155 | 405000 | 1.024% | 0.2135% | 735380000 | 4 | 1800000 | 4181.3065 | 405000 | 1.032% | 0.204% | 488736000 | 2 | 900000 | 3327.1299 | 405000 | 0.8215% | 0.1469% | 161056000
7.621 | 1 | 1 | 1 | 0.6 | 0.9 | 86.6028 | 8 | 4800000 | 7419.2153 | 540000 | 1.374% | 0.3317% | 1648032000 | 5 | 3000000 | 5847.3597 | 540000 | 1.083% | 0.2416% | 875080000 | 4 | 2400000 | 5897.8354 | 540000 | 1.092% | 0.2277% | 588304000 | 3 | 1800000 | 5575.0754 | 540000 | 1.032% | 0.204% | 366552000 | 2 | 1200000 | 5914.8976 | 540000 | 1.095% | 0.1959% | 161056000
7.621 | 1 | 1 | 1 | 0.75 | 0.9 | 108.2535 | 5 | 3750000 | 7245.3275 | 675000 | 1.073% | 0.2592% | 1030020000 | 4 | 3000000 | 7309.1997 | 675000 | 1.083% | 0.2416% | 700064000 | 3 | 2250000 | 6911.5259 | 675000 | 1.024% | 0.2135% | 441228000 | 2 | 1500000 | 5807.3702 | 675000 | 0.8604% | 0.17% | 244368000 | 1 | 750000 | 4621.0138 | 675000 | 0.6846% | 0.1224% | 80528000
7.621 | 1 | 1 | 1 | 0.9 | 0.9 | 129.9042 | 4 | 3600000 | 8346.6172 | 810000 | 1.03% | 0.2488% | 824016000 | 3 | 2700000 | 7893.9356 | 810000 | 0.9746% | 0.2174% | 525048000 | 2 | 1800000 | 6635.0648 | 810000 | 0.8191% | 0.1708% | 294152000 | 2 | 1800000 | 8362.6131 | 810000 | 1.032% | 0.204% | 244368000 | 1 | 900000 | 6654.2598 | 810000 | 0.8215% | 0.1469% | 80528000
7.621 | 1 | 1 | 1 | 1.05 | 0.9 | 151.5549 | 3 | 3150000 | 8520.5051 | 945000 | 0.9016% | 0.2177% | 618012000 | 2 | 2100000 | 7163.0157 | 945000 | 0.758% | 0.1691% | 350032000 | 2 | 2100000 | 9031.0605 | 945000 | 0.9557% | 0.1992% | 294152000 | 1 | 1050000 | 5691.2228 | 945000 | 0.6022% | 0.119% | 122184000 | 1 | 1050000 | 9057.187 | 945000 | 0.9584% | 0.1714% | 80528000
7.621 | 1 | 1 | 1 | 1.2 | 0.9 | 173.2056 | 3 | 3600000 | 11128.823 | 1080000 | 1.03% | 0.2488% | 618012000 | 2 | 2400000 | 9355.7756 | 1080000 | 0.8663% | 0.1933% | 350032000 | 2 | 2400000 | 11795.6708 | 1080000 | 1.092% | 0.2277% | 294152000 | 1 | 1200000 | 7433.4338 | 1080000 | 0.6883% | 0.136% | 122184000 | 1 | 1200000 | 11829.7952 | 1080000 | 1.095% | 0.1959% | 80528000
7.621 | 1 | 1 | 1 | 1.35 | 0.9 | 194.8563 | 2 | 2700000 | 9389.9444 | 1215000 | 0.7728% | 0.1866% | 412008000 | 2 | 2700000 | 11840.9034 | 1215000 | 0.9746% | 0.2174% | 350032000 | 1 | 1350000 | 7464.4479 | 1215000 | 0.6144% | 0.1281% | 147076000 | 1 | 1350000 | 9407.9397 | 1215000 | 0.7743% | 0.153% | 122184000 | 0.9 | 1215000 | 13474.8761 | 1215000 | 1.109% | 0.1983% | 72475200
7.621 | 1 | 1 | 1 | 1.5 | 0.9 | 216.507 | 2 | 3000000 | 11592.5239 | 1350000 | 0.8587% | 0.2073% | 412008000 | 2 | 3000000 | 14618.3993 | 1350000 | 1.083% | 0.2416% | 350032000 | 1 | 1500000 | 9215.3678 | 1350000 | 0.6826% | 0.1423% | 147076000 | 1 | 1500000 | 11614.7404 | 1350000 | 0.8604% | 0.17% | 122184000 | 0.8 | 1200000 | 14787.244 | 1350000 | 1.095% | 0.1959% | 64422400
7.621 | 1 | 1 | 1 | 1.65 | 0.9 | 238.1577 | 2 | 3300000 | 14026.954 | 1485000 | 0.9446% | 0.2281% | 412008000 | 1 | 1650000 | 8844.1316 | 1485000 | 0.5956% | 0.1329% | 175016000 | 1 | 1650000 | 11150.5951 | 1485000 | 0.7509% | 0.1565% | 147076000 | 1 | 1650000 | 14053.8358 | 1485000 | 0.9464% | 0.187% | 122184000 | 0.7 | 1155000 | 15655.9946 | 1485000 | 1.054% | 0.1885% | 56369600
7.621 | 1 | 1 | 1 | 1.8 | 0.9 | 259.8084 | 2 | 3600000 | 16693.2345 | 1620000 | 1.03% | 0.2488% | 412008000 | 1 | 1800000 | 10525.2475 | 1620000 | 0.6497% | 0.1449% | 175016000 | 1 | 1800000 | 13270.1297 | 1620000 | 0.8191% | 0.1708% | 147076000 | 1 | 1800000 | 16725.2261 | 1620000 | 1.032% | 0.204% | 122184000 | 0.6 | 1080000 | 15970.2236 | 1620000 | 0.9858% | 0.1763% | 48316800
7.621 | 1 | 1 | 1 | 1.95 | 0.9 | 281.4591 | 2 | 3900000 | 19591.3655 | 1755000 | 1.116% | 0.2695% | 412008000 | 1 | 1950000 | 12352.5474 | 1755000 | 0.7038% | 0.157% | 175016000 | 1 | 1950000 | 15573.9716 | 1755000 | 0.8874% | 0.185% | 147076000 | 1 | 1950000 | 19628.9112 | 1755000 | 1.118% | 0.221% | 122184000 | 0.6 | 1170000 | 18742.8318 | 1755000 | 1.068% | 0.191% | 48316800
7.621 | 1 | 1 | 1 | 2.1 | 0.9 | 303.1098 | 1 | 2100000 | 11360.6735 | 1890000 | 0.6011% | 0.1451% | 206004000 | 1 | 2100000 | 14326.0313 | 1890000 | 0.758% | 0.1691% | 175016000 | 1 | 2100000 | 18062.1209 | 1890000 | 0.9557% | 0.1992% | 147076000 | 0.9 | 1890000 | 20488.402 | 1890000 | 1.084% | 0.2142% | 109965600 | 0.5 | 1050000 | 18114.374 | 1890000 | 0.9584% | 0.1714% | 40264000
7.621 | 1 | 1 | 1 | 2.25 | 0.9 | 324.7605 | 1 | 2250000 | 13041.5894 | 2025000 | 0.644% | 0.1555% | 206004000 | 1 | 2250000 | 16445.6992 | 2025000 | 0.8121% | 0.1812% | 175016000 | 1 | 2250000 | 20734.5776 | 2025000 | 1.024% | 0.2135% | 147076000 | 0.8 | 1800000 | 20906.5327 | 2025000 | 1.032% | 0.204% | 97747200 | 0.5 | 1125000 | 20794.5619 | 2025000 | 1.027% | 0.1837% | 40264000
7.621 | 1 | 1 | 1 | 2.4 | 0.9 | 346.4112 | 1 | 2400000 | 14838.4307 | 2160000 | 0.687% | 0.1659% | 206004000 | 1 | 2400000 | 18711.5511 | 2160000 | 0.8663% | 0.1933% | 175016000 | 1 | 2400000 | 23591.3416 | 2160000 | 1.092% | 0.2277% | 147076000 | 0.8 | 1920000 | 23786.9883 | 2160000 | 1.101% | 0.2176% | 97747200 | 0.5 | 1200000 | 23659.5905 | 2160000 | 1.095% | 0.1959% | 40264000
7.621 | 1 | 1 | 1 | 2.55 | 0.9 | 368.0619 | 1 | 2550000 | 16751.1971 | 2295000 | 0.7299% | 0.1762% | 206004000 | 1 | 2550000 | 21123.587 | 2295000 | 0.9204% | 0.2053% | 175016000 | 0.9 | 2295000 | 23969.1717 | 2295000 | 1.044% | 0.2177% | 132368400 | 0.7 | 1785000 | 23496.6198 | 2295000 | 1.024% | 0.2023% | 85528800 | 0.4 | 1020000 | 21367.5676 | 2295000 | 0.931% | 0.1665% | 32211200
7.621 | 1 | 1 | 1 | 2.7 | 0.9 | 389.7126 | 1 | 2700000 | 18779.8888 | 2430000 | 0.7728% | 0.1866% | 206004000 | 1 | 2700000 | 23681.8069 | 2430000 | 0.9746% | 0.2174% | 175016000 | 0.9 | 2430000 | 26872.0126 | 2430000 | 1.106% | 0.2305% | 132368400 | 0.7 | 1890000 | 26342.2311 | 2430000 | 1.084% | 0.2142% | 85528800 | 0.4 | 1080000 | 23955.3353 | 2430000 | 0.9858% | 0.1763% | 32211200
7.621 | 1 | 1 | 1 | 2.85 | 0.9 | 411.3633 | 1 | 2850000 | 20924.5057 | 2565000 | 0.8158% | 0.197% | 206004000 | 1 | 2850000 | 26386.2108 | 2565000 | 1.029% | 0.2295% | 175016000 | 0.8 | 2280000 | 26613.9823 | 2565000 | 1.038% | 0.2163% | 117660800 | 0.6 | 1710000 | 25157.5276 | 2565000 | 0.9808% | 0.1938% | 73310400 | 0.4 | 1140000 | 26690.9755 | 2565000 | 1.041% | 0.1861% | 32211200
7.621 | 1 | 1 | 1 | 3 | 0.9 | 433.014 | 1 | 3000000 | 23185.0479 | 2700000 | 0.8587% | 0.2073% | 206004000 | 1 | 3000000 | 29236.7986 | 2700000 | 1.083% | 0.2416% | 175016000 | 0.8 | 2400000 | 29489.1771 | 2700000 | 1.092% | 0.2277% | 117660800 | 0.6 | 1800000 | 27875.3769 | 2700000 | 1.032% | 0.204% | 73310400 | 0.4 | 1200000 | 29574.4881 | 2700000 | 1.095% | 0.1959% | 32211200

## Sensibilidad 120-240 V
|  |  | costo | Regulación (k) | Resistencia
|  | Trenzado Al - 4 AWG | 40717106.85 | 2.3012e-06 | 1.414
|  | Trenzado Al - 2 AWG | 47040959.97 | 1.4793e-06 | 0.888
|  | Trenzado Al - 1/0 AWG | 57099332.12 | 9.637e-07 | 0.558
|  | Trenzado Al - 2/0 AWG | 64168062.17 | 7.8401e-07 | 0.443
|  | Trenzado Al - 4/0 AWG | 84218933 | 5.2776e-07 | 0.279
|  | FC | 0.636
Tensión [V] | Tensión [Vln] | Fases | No. Conductores por fase | No. Conductores de neutro | Demanda [kVA] | FP | Corriente por conductor [A] | Cable AAC. Triplex. Autosoportado neutro AAAC - XLPE 4/0 AWG | [6 empty] | Cable AAC. Triplex. Autosoportado neutro AAAC - XLPE 2/0 AWG | [6 empty] | Cable AAC. Triplex. Autosoportado neutro AAAC - XLPE 1/0 AWG | [6 empty] | Cable AAC. Triplex. Autosoportado neutro AAAC - XLPE - 2 AWG | [6 empty] | Cable AAC. Triplex. Autosoportado neutro AAAC - XLPE 4 AWG
[8 empty] | Distancia[km] | KVA-m. | Pérdidas [W] | Potencia total trnasportada [W] | %Pérdidas | Resistencia K | Costo Total ACSR N°4/0 | Distancia[km] | KVA-m. | Pérdidas [W] | Potencia total trnasportada [W] | %Pérdidas | Resistencia K | Costo Total ACSR N°2/0 | Distancia[km] | KVA-m. | Pérdidas [W] | Potencia total trnasportada [W] | %Pérdidas | Resistencia K | Costo Total ACSR N°1/0 | Distancia[km] | KVA-m. | Pérdidas [W] | Potencia total trnasportada [W] | %Pérdidas | Resistencia K | Costo Total ACSR N°2 | Distancia[km] | KVA-m. | Pérdidas [W] | Potencia total trnasportada [W] | %Pérdidas | Resistencia K | Costo Total ACSR N°4
[13 empty] | 0.279 | [6 empty] | 0.443 | [6 empty] | 0.558 | [6 empty] | 0.888 | [6 empty] | 1.414
[13 empty] | 5.2776e-07 | [6 empty] | 7.8401e-07 | [6 empty] | 9.637e-07 | [6 empty] | 1.4793e-06 | [6 empty] | 2.3012e-06
[13 empty] | % Reg ACSR N°4/0 | Costo ACSR N°4/0 | [5 empty] | % Reg ACSR N°2/0 | Costo ACSR N°2/0 | [5 empty] | % Reg ACSR N°1/0 | Costo ACSR N°1/0 | [5 empty] | % Reg ACSR N°2 | Costo ACSR N°2 | [5 empty] | % Reg ACSR N°4 | Costo ACSR N°4
240 | 120 | 2 | 1 | 1 | 1 | 0.9 | 4.5833 | 5 | 5000 | 27.7777 | 900 | 3.086% | 0.2639% | 1263283995 | 3 | 3000 | 26.4635 | 900 | 2.94% | 0.2352% | 577512559.53 | 3 | 3000 | 33.3333 | 900 | 3.704% | 0.2891% | 513893989.08 | 1.9 | 1900 | 33.5961 | 900 | 3.733% | 0.2811% | 268133471.829 | 1.2 | 1200 | 33.7873 | 900 | 3.754% | 0.2761% | 146581584.66
240 | 120 | 2 | 1 | 1 | 2 | 0.9 | 9.1667 | 3 | 6000 | 66.6666 | 1800 | 3.704% | 0.3167% | 757970397 | 1 | 2000 | 35.2847 | 1800 | 1.96% | 0.1568% | 192504186.51 | 1 | 2000 | 44.4444 | 1800 | 2.469% | 0.1927% | 171297996.36 | 0.9 | 1800 | 63.6558 | 1800 | 3.536% | 0.2663% | 127010591.919 | 0.6 | 1200 | 67.5746 | 1800 | 3.754% | 0.2761% | 73290792.33
240 | 120 | 2 | 1 | 1 | 3 | 0.9 | 13.75 | 2 | 6000 | 99.9999 | 2700 | 3.704% | 0.3167% | 505313598 | 1 | 3000 | 79.3906 | 2700 | 2.94% | 0.2352% | 192504186.51 | 1 | 3000 | 99.9999 | 2700 | 3.704% | 0.2891% | 171297996.36 | 0.6 | 1800 | 95.4838 | 2700 | 3.536% | 0.2663% | 84673727.946 | 0.4 | 1200 | 101.3619 | 2700 | 3.754% | 0.2761% | 48860528.22
240 | 120 | 2 | 1 | 1 | 4 | 0.9 | 18.3333 | 1 | 4000 | 88.8888 | 3600 | 2.469% | 0.2111% | 252656799 | 0.9 | 3600 | 127.025 | 3600 | 3.528% | 0.2822% | 173253767.859 | 0.7 | 2800 | 124.4443 | 3600 | 3.457% | 0.2698% | 119908597.452 | 0.4 | 1600 | 113.166 | 3600 | 3.143% | 0.2367% | 56449151.964 | 0.3 | 1200 | 135.1492 | 3600 | 3.754% | 0.2761% | 36645396.165
240 | 120 | 2 | 1 | 1 | 5 | 0.9 | 22.9167 | 1 | 5000 | 138.8887 | 4500 | 3.086% | 0.2639% | 252656799 | 0.7 | 3500 | 154.3706 | 4500 | 3.43% | 0.2744% | 134752930.557 | 0.6 | 3000 | 166.6665 | 4500 | 3.704% | 0.2891% | 102778797.816 | 0.3 | 1500 | 132.6164 | 4500 | 2.947% | 0.2219% | 42336863.973 | 0.2 | 1000 | 140.7804 | 4500 | 3.128% | 0.2301% | 24430264.11
240 | 120 | 2 | 1 | 1 | 6 | 0.9 | 27.5 | 1 | 6000 | 199.9998 | 5400 | 3.704% | 0.3167% | 252656799 | 0.6 | 3600 | 190.5374 | 5400 | 3.528% | 0.2822% | 115502511.906 | 0.5 | 3000 | 199.9998 | 5400 | 3.704% | 0.2891% | 85648998.18 | 0.3 | 1800 | 190.9675 | 5400 | 3.536% | 0.2663% | 42336863.973 | 0.2 | 1200 | 202.7238 | 5400 | 3.754% | 0.2761% | 24430264.11
240 | 120 | 2 | 1 | 1 | 7 | 0.9 | 32.0833 | 0.8 | 5600 | 217.7776 | 6300 | 3.457% | 0.2955% | 202125439.2 | 0.5 | 3500 | 216.1189 | 6300 | 3.43% | 0.2744% | 96252093.255 | 0.4 | 2800 | 217.7776 | 6300 | 3.457% | 0.2698% | 68519198.544 | 0.2 | 1400 | 173.2854 | 6300 | 2.751% | 0.2071% | 28224575.982 | 0.1 | 700 | 137.9648 | 6300 | 2.19% | 0.1611% | 12215132.055
240 | 120 | 2 | 1 | 1 | 8 | 0.9 | 36.6667 | 0.7 | 5600 | 248.8886 | 7200 | 3.457% | 0.2955% | 176859759.3 | 0.4 | 3200 | 225.8221 | 7200 | 3.136% | 0.2509% | 77001674.604 | 0.3 | 2400 | 213.3331 | 7200 | 2.963% | 0.2313% | 51389398.908 | 0.2 | 1600 | 226.3319 | 7200 | 3.143% | 0.2367% | 28224575.982 | 0.1 | 800 | 180.1989 | 7200 | 2.503% | 0.1841% | 12215132.055
240 | 120 | 2 | 1 | 1 | 9 | 0.9 | 41.25 | 0.6 | 5400 | 269.9997 | 8100 | 3.333% | 0.285% | 151594079.4 | 0.4 | 3600 | 285.8062 | 8100 | 3.528% | 0.2822% | 77001674.604 | 0.3 | 2700 | 269.9997 | 8100 | 3.333% | 0.2602% | 51389398.908 | 0.2 | 1800 | 286.4513 | 8100 | 3.536% | 0.2663% | 28224575.982 | 0.1 | 900 | 228.0643 | 8100 | 2.816% | 0.2071% | 12215132.055
240 | 120 | 2 | 1 | 1 | 10 | 0.9 | 45.8333 | 0.6 | 6000 | 333.333 | 9000 | 3.704% | 0.3167% | 151594079.4 | 0.3 | 3000 | 264.6353 | 9000 | 2.94% | 0.2352% | 57751255.953 | 0.3 | 3000 | 333.333 | 9000 | 3.704% | 0.2891% | 51389398.908 | 0.1 | 1000 | 176.8218 | 9000 | 1.965% | 0.1479% | 14112287.991 | 0.1 | 1000 | 281.5608 | 9000 | 3.128% | 0.2301% | 12215132.055
240 | 120 | 2 | 1 | 1 | 11 | 0.9 | 50.4167 | 0.5 | 5500 | 336.1108 | 9900 | 3.395% | 0.2903% | 126328399.5 | 0.3 | 3300 | 320.2088 | 9900 | 3.234% | 0.2587% | 57751255.953 | 0.2 | 2200 | 268.8886 | 9900 | 2.716% | 0.212% | 34259599.272 | 0.1 | 1100 | 213.9544 | 9900 | 2.161% | 0.1627% | 14112287.991 | 0.1 | 1100 | 340.6886 | 9900 | 3.441% | 0.2531% | 12215132.055
240 | 120 | 2 | 1 | 1 | 12 | 0.9 | 55 | 0.5 | 6000 | 399.9996 | 10800 | 3.704% | 0.3167% | 126328399.5 | 0.3 | 3600 | 381.0749 | 10800 | 3.528% | 0.2822% | 57751255.953 | 0.2 | 2400 | 319.9997 | 10800 | 2.963% | 0.2313% | 34259599.272 | 0.1 | 1200 | 254.6234 | 10800 | 2.358% | 0.1775% | 14112287.991 | 0.1 | 1200 | 405.4476 | 10800 | 3.754% | 0.2761% | 12215132.055
240 | 120 | 2 | 1 | 1 | 13 | 0.9 | 59.5833 | 0.4 | 5200 | 375.5552 | 11700 | 3.21% | 0.2744% | 101062719.6 | 0.3 | 3900 | 447.2337 | 11700 | 3.823% | 0.3058% | 57751255.953 | 0.2 | 2600 | 375.5552 | 11700 | 3.21% | 0.2506% | 34259599.272 | 0.1 | 1300 | 298.8288 | 11700 | 2.554% | 0.1923% | 14112287.991 | 0.09 | 1170 | 428.254 | 11700 | 3.66% | 0.2692% | 10993618.8495
240 | 120 | 2 | 1 | 1 | 14 | 0.9 | 64.1667 | 0.4 | 5600 | 435.5551 | 12600 | 3.457% | 0.2955% | 101062719.6 | 0.2 | 2800 | 345.7902 | 12600 | 2.744% | 0.2195% | 38500837.302 | 0.2 | 2800 | 435.5551 | 12600 | 3.457% | 0.2698% | 34259599.272 | 0.1 | 1400 | 346.5707 | 12600 | 2.751% | 0.2071% | 14112287.991 | 0.08 | 1120 | 441.4874 | 12600 | 3.504% | 0.2577% | 9772105.644
240 | 120 | 2 | 1 | 1 | 15 | 0.9 | 68.75 | 0.4 | 6000 | 499.9995 | 13500 | 3.704% | 0.3167% | 101062719.6 | 0.2 | 3000 | 396.953 | 13500 | 2.94% | 0.2352% | 38500837.302 | 0.2 | 3000 | 499.9995 | 13500 | 3.704% | 0.2891% | 34259599.272 | 0.1 | 1500 | 397.8491 | 13500 | 2.947% | 0.2219% | 14112287.991 | 0.08 | 1200 | 506.8095 | 13500 | 3.754% | 0.2761% | 9772105.644
240 | 120 | 2 | 1 | 1 | 16 | 0.9 | 73.3333 | 0.3 | 4800 | 426.6662 | 14400 | 2.963% | 0.2533% | 75797039.7 | 0.2 | 3200 | 451.6443 | 14400 | 3.136% | 0.2509% | 38500837.302 | 0.1 | 1600 | 284.4442 | 14400 | 1.975% | 0.1542% | 17129799.636 | 0.1 | 1600 | 452.6638 | 14400 | 3.143% | 0.2367% | 14112287.991 | 0.07 | 1120 | 504.557 | 14400 | 3.504% | 0.2577% | 8550592.4385
240 | 120 | 2 | 1 | 1 | 17 | 0.9 | 77.9167 | 0.3 | 5100 | 481.6662 | 15300 | 3.148% | 0.2692% | 75797039.7 | 0.2 | 3400 | 509.8641 | 15300 | 3.332% | 0.2666% | 38500837.302 | 0.1 | 1700 | 321.1108 | 15300 | 2.099% | 0.1638% | 17129799.636 | 0.1 | 1700 | 511.015 | 15300 | 3.34% | 0.2515% | 14112287.991 | 0.07 | 1190 | 569.5976 | 15300 | 3.723% | 0.2738% | 8550592.4385
240 | 120 | 2 | 1 | 1 | 18 | 0.9 | 82.5 | 0.3 | 5400 | 539.9994 | 16200 | 3.333% | 0.285% | 75797039.7 | 0.2 | 3600 | 571.6123 | 16200 | 3.528% | 0.2822% | 38500837.302 | 0.1 | 1800 | 359.9996 | 16200 | 2.222% | 0.1735% | 17129799.636 | 0.1 | 1800 | 572.9026 | 16200 | 3.536% | 0.2663% | 14112287.991 | 0.06 | 1080 | 547.3543 | 16200 | 3.379% | 0.2485% | 7329079.233
240 | 120 | 2 | 1 | 1 | 19 | 0.9 | 87.0833 | 0.3 | 5700 | 601.666 | 17100 | 3.519% | 0.3008% | 75797039.7 | 0.2 | 3800 | 636.889 | 17100 | 3.724% | 0.2979% | 38500837.302 | 0.1 | 1900 | 401.1107 | 17100 | 2.346% | 0.1831% | 17129799.636 | 0.1 | 1900 | 638.3267 | 17100 | 3.733% | 0.2811% | 14112287.991 | 0.06 | 1140 | 609.8608 | 17100 | 3.566% | 0.2623% | 7329079.233
240 | 120 | 2 | 1 | 1 | 20 | 0.9 | 91.6667 | 0.3 | 6000 | 666.666 | 18000 | 3.704% | 0.3167% | 75797039.7 | 0.1 | 2000 | 352.8471 | 18000 | 1.96% | 0.1568% | 19250418.651 | 0.1 | 2000 | 444.444 | 18000 | 2.469% | 0.1927% | 17129799.636 | 0.09 | 1800 | 636.5585 | 18000 | 3.536% | 0.2663% | 12701059.1919 | 0.06 | 1200 | 675.746 | 18000 | 3.754% | 0.2761% | 7329079.233

## Resumen MT
Tensión [kV] | Fases | No. Conductores por fase | No. Conductores de neutro | Demanda [KVA] | FP | Distancia [km] | Cable Primario 3xACSR - 266.8 kcmil |  |  | Cable Primario 3xACSR - 4/0 AWG |  |  | Cable Primario 3xACSR - 2/0 AWG |  |  | Cable Primario 3xACSR - 1/0 AWG
[7 empty] | %Pérdidas | Resistencia K | Costo Total ACSR N°266.8 | %Pérdidas | Resistencia K | Costo Total ACSR N°4/0 | %Pérdidas | Resistencia K | Costo Total ACSR N°2/0 | %Pérdidas | Resistencia K | Costo Total ACSR N°1/0
[8 empty] | 0.218 |  |  | 0.274 |  |  | 0.436 |  |  | 0.549
[8 empty] | 3.7936e-05 |  |  | 4.4669e-05 |  |  | 5.8218e-05 |  |  | 6.7126e-05
[8 empty] | % Reg ACSR N°266.8 | Costo ACSR N°266.8 |  | % Reg ACSR N°4/0 | Costo ACSR N°4/0 |  | % Reg ACSR N°2/0 | Costo ACSR N°2/0 |  | % Reg ACSR N°1/0 | Costo ACSR N°1/0
44 | 3 | 1 | 0 | 20 | 0.9 | #REF! | 1.211% | 0.4157% | 4715040000
[6 empty] | #REF! |  |  |  | 1.146% | 0.3487% | 4061244000
[6 empty] | #REF! | [6 empty] | 1.133% | 0.3144% | 3399066000
[6 empty] | #REF! | [9 empty] | 1.191% | 0.2995% | 2887764000
|  |  |  | #REF! | #REF! | #REF! | #REF! | #REF! | #REF!
[6 empty] | #REF! |  |  |  | #REF! | #REF! | #REF!
[6 empty] | #REF! | [6 empty] | #REF! | #REF! | #REF!
[6 empty] | #REF! | [9 empty] | #REF! | #REF! | #REF!
|  |  |  | #REF! | #REF! | #REF! | #REF! | #REF! | #REF!
[6 empty] | #REF! |  |  |  | #REF! | #REF! | #REF!
[6 empty] | #REF! | [6 empty] | #REF! | #REF! | #REF!
[6 empty] | #REF! | [9 empty] | #REF! | #REF! | #REF!
|  |  |  | #REF! | #REF! | #REF! | #REF! | #REF! | #REF!
[6 empty] | #REF! |  |  |  | #REF! | #REF! | #REF!
[6 empty] | #REF! | [6 empty] | #REF! | #REF! | #REF!
[6 empty] | #REF! | [9 empty] | #REF! | #REF! | #REF!
44 | 3 | 1 | 0 | 7000 | 0.9 | 19 | #REF! | #REF! | #REF! | #REF! | #REF! | #REF! | #REF! | #REF! | #REF! | #REF! | #REF! | #REF!
44 | 3 | 1 | 0 | 7000 | 0.9 | 20 | #REF! | #REF! | #REF! | #REF! | #REF! | #REF! | #REF! | #REF! | #REF! | #REF! | #REF! | #REF!
44 | 3 | 1 | 0 | 7000 | 0.9 | 21 | #REF! | #REF! | #REF! | #REF! | #REF! | #REF! | #REF! | #REF! | #REF! | #REF! | #REF! | #REF!
44 | 3 | 1 | 0 | 7000 | 0.9 | 22 | #REF! | #REF! | #REF! | #REF! | #REF! | #REF! | #REF! | #REF! | #REF! | #REF! | #REF! | #REF!
44 | 3 | 1 | 0 | 7000 | 0.9 | 23 | #REF! | #REF! | #REF! | #REF! | #REF! | #REF! | #REF! | #REF! | #REF! | #REF! | #REF! | #REF!
44 | 3 | 1 | 0 | 7000 | 0.9 | 24 | #REF! | #REF! | #REF! | #REF! | #REF! | #REF! | #REF! | #REF! | #REF! | #REF! | #REF! | #REF!
44 | 3 | 1 | 0 | 7000 | 0.9 | 25 | #REF! | #REF! | #REF! | #REF! | #REF! | #REF! | #REF! | #REF! | #REF! | #REF! | #REF! | #REF!
44 | 3 | 1 | 0 | 7000 | 0.9 | 26 | #REF! | #REF! | #REF! | #REF! | #REF! | #REF! | #REF! | #REF! | #REF! | #REF! | #REF! | #REF!
44 | 3 | 1 | 0 | 7000 | 0.9 | 27 | #REF! | #REF! | #REF! | #REF! | #REF! | #REF! | #REF! | #REF! | #REF! | #REF! | #REF! | #REF!
44 | 3 | 1 | 0 | 7000 | 0.9 | 28 | #REF! | #REF! | #REF! | #REF! | #REF! | #REF! | #REF! | #REF! | #REF! | #REF! | #REF! | #REF!
44 | 3 | 1 | 0 | 7000 | 0.9 | 29 | #REF! | #REF! | #REF! | #REF! | #REF! | #REF! | #REF! | #REF! | #REF! | #REF! | #REF! | #REF!
44 | 3 | 1 | 0 | 7000 | 0.9 | 30 | #REF! | #REF! | #REF! | #REF! | #REF! | #REF! | #REF! | #REF! | #REF! | #REF! | #REF! | #REF!
44 | 3 | 1 | 0 | 7000 | 0.9 | 31 | #REF! | #REF! | #REF! | #REF! | #REF! | #REF! | #REF! | #REF! | #REF! | #REF! | #REF! | #REF!
44 | 3 | 1 | 0 | 7000 | 0.9 | 32 | #REF! | #REF! | #REF! | #REF! | #REF! | #REF! | #REF! | #REF! | #REF! | #REF! | #REF! | #REF!
44 | 3 | 1 | 0 | 7000 | 0.9 | 33 | #REF! | #REF! | #REF! | #REF! | #REF! | #REF! | #REF! | #REF! | #REF! | #REF! | #REF! | #REF!
44 | 3 | 1 | 0 | 7000 | 0.9 | 34 | #REF! | #REF! | #REF! | #REF! | #REF! | #REF! | #REF! | #REF! | #REF! | #REF! | #REF! | #REF!
44 | 3 | 1 | 0 | 7000 | 0.9 | 35 | #REF! | #REF! | #REF! | #REF! | #REF! | #REF! | #REF! | #REF! | #REF! | #REF! | #REF! | #REF!
44 | 3 | 1 | 0 | 7000 | 0.9 | 36 | #REF! | #REF! | #REF! | #REF! | #REF! | #REF! | #REF! | #REF! | #REF! | #REF! | #REF! | #REF!
44 | 3 | 1 | 0 | 7000 | 0.9 | 37 | #REF! | #REF! | #REF! | #REF! | #REF! | #REF! | #REF! | #REF! | #REF! | #REF! | #REF! | #REF!
44 | 3 | 1 | 0 | 7000 | 0.9 | 38 | #REF! | #REF! | #REF! | #REF! | #REF! | #REF! | #REF! | #REF! | #REF! | #REF! | #REF! | #REF!
44 | 3 | 1 | 0 | 7000 | 0.9 | 39 | #REF! | #REF! | #REF! | #REF! | #REF! | #REF! | #REF! | #REF! | #REF! | #REF! | #REF! | #REF!
44 | 3 | 1 | 0 | 7000 | 0.9 | 40 | #REF! | #REF! | #REF! | #REF! | #REF! | #REF! | #REF! | #REF! | #REF! | #REF! | #REF! | #REF!
44 | 3 | 1 | 0 | 7000 | 0.9 | 41 | #REF! | #REF! | #REF! | #REF! | #REF! | #REF! | #REF! | #REF! | #REF! | #REF! | #REF! | #REF!
44 | 3 | 1 | 0 | 7000 | 0.9 | 42 | #REF! | #REF! | #REF! | #REF! | #REF! | #REF! | #REF! | #REF! | #REF! | #REF! | #REF! | #REF!
44 | 3 | 1 | 0 | 7000 | 0.9 | 43 | #REF! | #REF! | #REF! | #REF! | #REF! | #REF! | #REF! | #REF! | #REF! | #REF! | #REF! | #REF!
44 | 3 | 1 | 0 | 7000 | 0.9 | 44 | #REF! | #REF! | #REF! | #REF! | #REF! | #REF! | #REF! | #REF! | #REF! | #REF! | #REF! | #REF!
44 | 3 | 1 | 0 | 7000 | 0.9 | 45 | #REF! | #REF! | #REF! | #REF! | #REF! | #REF! | #REF! | #REF! | #REF! | #REF! | #REF! | #REF!
44 | 3 | 1 | 0 | 7000 | 0.9 | 46 | #REF! | #REF! | #REF! | #REF! | #REF! | #REF! | #REF! | #REF! | #REF! | #REF! | #REF! | #REF!
44 | 3 | 1 | 0 | 7000 | 0.9 | 47 | #REF! | #REF! | #REF! | #REF! | #REF! | #REF! | #REF! | #REF! | #REF! | #REF! | #REF! | #REF!
44 | 3 | 1 | 0 | 7000 | 0.9 | 48 | #REF! | #REF! | #REF! | #REF! | #REF! | #REF! | #REF! | #REF! | #REF! | #REF! | #REF! | #REF!
44 | 3 | 1 | 0 | 7000 | 0.9 | 49 | #REF! | #REF! | #REF! | #REF! | #REF! | #REF! | #REF! | #REF! | #REF! | #REF! | #REF! | #REF!
44 | 3 | 1 | 0 | 7000 | 0.9 | 50 | #REF! | #REF! | #REF! | #REF! | #REF! | #REF! | #REF! | #REF! | #REF! | #REF! | #REF! | #REF!
44 | 3 | 1 | 0 | 7000 | 0.9 | 51 | #REF! | #REF! | #REF! | #REF! | #REF! | #REF! | #REF! | #REF! | #REF! | #REF! | #REF! | #REF!
44 | 3 | 1 | 0 | 7000 | 0.9 | 52 | #REF! | #REF! | #REF! | #REF! | #REF! | #REF! | #REF! | #REF! | #REF! | #REF! | #REF! | #REF!
44 | 3 | 1 | 0 | 7000 | 0.9 | 53 | #REF! | #REF! | #REF! | #REF! | #REF! | #REF! | #REF! | #REF! | #REF! | #REF! | #REF! | #REF!
44 | 3 | 1 | 0 | 7000 | 0.9 | 54 | #REF! | #REF! | #REF! | #REF! | #REF! | #REF! | #REF! | #REF! | #REF! | #REF! | #REF! | #REF!
44 | 3 | 1 | 0 | 7000 | 0.9 | 55 | #REF! | #REF! | #REF! | #REF! | #REF! | #REF! | #REF! | #REF! | #REF! | #REF! | #REF! | #REF!
44 | 3 | 1 | 0 | 7000 | 0.9 | 56 | #REF! | #REF! | #REF! | #REF! | #REF! | #REF! | #REF! | #REF! | #REF! | #REF! | #REF! | #REF!
44 | 3 | 1 | 0 | 7000 | 0.9 | 57 | #REF! | #REF! | #REF! | #REF! | #REF! | #REF! | #REF! | #REF! | #REF! | #REF! | #REF! | #REF!
44 | 3 | 1 | 0 | 7000 | 0.9 | 58 | #REF! | #REF! | #REF! | #REF! | #REF! | #REF! | #REF! | #REF! | #REF! | #REF! | #REF! | #REF!
44 | 3 | 1 | 0 | 7000 | 0.9 | 59 | #REF! | #REF! | #REF! | #REF! | #REF! | #REF! | #REF! | #REF! | #REF! | #REF! | #REF! | #REF!
44 | 3 | 1 | 0 | 7000 | 0.9 | 60 | #REF! | #REF! | #REF! | #REF! | #REF! | #REF! | #REF! | #REF! | #REF! | #REF! | #REF! | #REF!
44 | 3 | 1 | 0 | 7000 | 0.9 | 61 | #REF! | #REF! | #REF! | #REF! | #REF! | #REF! | #REF! | #REF! | #REF! | #REF! | #REF! | #REF!
44 | 3 | 1 | 0 | 7000 | 0.9 | 62 | #REF! | #REF! | #REF! | #REF! | #REF! | #REF! | #REF! | #REF! | #REF! | #REF! | #REF! | #REF!
44 | 3 | 1 | 0 | 7000 | 0.9 | 63 | #REF! | #REF! | #REF! | #REF! | #REF! | #REF! | #REF! | #REF! | #REF! | #REF! | #REF! | #REF!
44 | 3 | 1 | 0 | 7000 | 0.9 | 64 | #REF! | #REF! | #REF! | #REF! | #REF! | #REF! | #REF! | #REF! | #REF! | #REF! | #REF! | #REF!
44 | 3 | 1 | 0 | 7000 | 0.9 | 65 | #REF! | #REF! | #REF! | #REF! | #REF! | #REF! | #REF! | #REF! | #REF! | #REF! | #REF! | #REF!
44 | 3 | 1 | 0 | 7000 | 0.9 | 66 | #REF! | #REF! | #REF! | #REF! | #REF! | #REF! | #REF! | #REF! | #REF! | #REF! | #REF! | #REF!
44 | 3 | 1 | 0 | 7000 | 0.9 | 67 | #REF! | #REF! | #REF! | #REF! | #REF! | #REF! | #REF! | #REF! | #REF! | #REF! | #REF! | #REF!
13.2 | #REF! | #REF! | #REF! | #REF! | #REF! | #REF! | #REF! | #REF! | #REF!
[6 empty] | #REF! |  |  |  | #REF! | #REF! | #REF!
[6 empty] | #REF! | [6 empty] | #REF! | #REF! | #REF!
[6 empty] | #REF! | [9 empty] | #REF! | #REF! | #REF!
|  |  |  | #REF! | #REF! | #REF! | #REF! | #REF! | #REF!
[6 empty] | #REF! |  |  |  | #REF! | #REF! | #REF!
[6 empty] | #REF! | [6 empty] | #REF! | #REF! | #REF!
[6 empty] | #REF! | [9 empty] | #REF! | #REF! | #REF!
|  |  |  | #REF! | #REF! | #REF! | #REF! | #REF! | #REF!
[6 empty] | #REF! |  |  |  | #REF! | #REF! | #REF!
[6 empty] | #REF! | [6 empty] | #REF! | #REF! | #REF!
[6 empty] | #REF! | [9 empty] | #REF! | #REF! | #REF!
|  |  |  | #REF! | #REF! | #REF! | #REF! | #REF! | #REF!
[6 empty] | #REF! |  |  |  | #REF! | #REF! | #REF!
[6 empty] | #REF! | [6 empty] | #REF! | #REF! | #REF!
[6 empty] | #REF! | [9 empty] | #REF! | #REF! | #REF!
44 | 3 | 1 | 0 | 8000 | 0.9 | 17
44 | 3 | 1 | 0 | 8000 | 0.9 | 18
44 | 3 | 1 | 0 | 8000 | 0.9 | 19
44 | 3 | 1 | 0 | 8000 | 0.9 | 20
44 | 3 | 1 | 0 | 8000 | 0.9 | 21
44 | 3 | 1 | 0 | 8000 | 0.9 | 22
44 | 3 | 1 | 0 | 8000 | 0.9 | 23
44 | 3 | 1 | 0 | 8000 | 0.9 | 24
44 | 3 | 1 | 0 | 8000 | 0.9 | 25
44 | 3 | 1 | 0 | 8000 | 0.9 | 26
44 | 3 | 1 | 0 | 8000 | 0.9 | 27
44 | 3 | 1 | 0 | 8000 | 0.9 | 28
44 | 3 | 1 | 0 | 8000 | 0.9 | 29
44 | 3 | 1 | 0 | 8000 | 0.9 | 30
44 | 3 | 1 | 0 | 8000 | 0.9 | 31
44 | 3 | 1 | 0 | 8000 | 0.9 | 32
44 | 3 | 1 | 0 | 8000 | 0.9 | 33
44 | 3 | 1 | 0 | 8000 | 0.9 | 34
44 | 3 | 1 | 0 | 8000 | 0.9 | 35
44 | 3 | 1 | 0 | 8000 | 0.9 | 36
44 | 3 | 1 | 0 | 8000 | 0.9 | 37
44 | 3 | 1 | 0 | 8000 | 0.9 | 38
44 | 3 | 1 | 0 | 8000 | 0.9 | 39
44 | 3 | 1 | 0 | 8000 | 0.9 | 40
44 | 3 | 1 | 0 | 8000 | 0.9 | 41
44 | 3 | 1 | 0 | 8000 | 0.9 | 42
44 | 3 | 1 | 0 | 8000 | 0.9 | 43
44 | 3 | 1 | 0 | 8000 | 0.9 | 44
44 | 3 | 1 | 0 | 8000 | 0.9 | 45
44 | 3 | 1 | 0 | 8000 | 0.9 | 46
44 | 3 | 1 | 0 | 8000 | 0.9 | 47
44 | 3 | 1 | 0 | 8000 | 0.9 | 48
44 | 3 | 1 | 0 | 8000 | 0.9 | 49
44 | 3 | 1 | 0 | 8000 | 0.9 | 50
44 | 3 | 1 | 0 | 8000 | 0.9 | 51
44 | 3 | 1 | 0 | 8000 | 0.9 | 52
44 | 3 | 1 | 0 | 8000 | 0.9 | 53
44 | 3 | 1 | 0 | 8000 | 0.9 | 54
44 | 3 | 1 | 0 | 8000 | 0.9 | 55
44 | 3 | 1 | 0 | 8000 | 0.9 | 56
44 | 3 | 1 | 0 | 8000 | 0.9 | 57
44 | 3 | 1 | 0 | 8000 | 0.9 | 58
44 | 3 | 1 | 0 | 8000 | 0.9 | 59
44 | 3 | 1 | 0 | 8000 | 0.9 | 60
44 | 3 | 1 | 0 | 8000 | 0.9 | 61
44 | 3 | 1 | 0 | 8000 | 0.9 | 62
44 | 3 | 1 | 0 | 8000 | 0.9 | 63
44 | 3 | 1 | 0 | 8000 | 0.9 | 64
44 | 3 | 1 | 0 | 8000 | 0.9 | 65
44 | 3 | 1 | 0 | 8000 | 0.9 | 66
44 | 3 | 1 | 0 | 8000 | 0.9 | 67
7.6 | #REF! | #REF! | #REF! | #REF! | #REF! | #REF! | #REF! | #REF! | #REF!
[6 empty] | #REF! |  |  |  | #REF! | #REF! | #REF!
[6 empty] | #REF! | [6 empty] | #REF! | #REF! | #REF!
[6 empty] | #REF! | [9 empty] | #REF! | #REF! | #REF!
|  |  |  | #REF! | #REF! | #REF! | #REF! | #REF! | #REF!
[6 empty] | #REF! |  |  |  | #REF! | #REF! | #REF!
[6 empty] | #REF! | [6 empty] | #REF! | #REF! | #REF!
[6 empty] | #REF! | [9 empty] | #REF! | #REF! | #REF!
|  |  |  | #REF! | #REF! | #REF! | #REF! | #REF! | #REF!
[6 empty] | #REF! |  |  |  | #REF! | #REF! | #REF!
[6 empty] | #REF! | [6 empty] | #REF! | #REF! | #REF!
[6 empty] | #REF! | [9 empty] | #REF! | #REF! | #REF!
|  |  |  | #REF! | #REF! | #REF! | #REF! | #REF! | #REF!
[6 empty] | #REF! |  |  |  | #REF! | #REF! | #REF!
[6 empty] | #REF! | [6 empty] | #REF! | #REF! | #REF!
[6 empty] | #REF! | [9 empty] | #REF! | #REF! | #REF!
44 | 3 | 1 | 0 | 10000 | 0.9 | 14
44 | 3 | 1 | 0 | 10000 | 0.9 | 15
44 | 3 | 1 | 0 | 10000 | 0.9 | 16
44 | 3 | 1 | 0 | 10000 | 0.9 | 17
44 | 3 | 1 | 0 | 10000 | 0.9 | 18
44 | 3 | 1 | 0 | 10000 | 0.9 | 19
44 | 3 | 1 | 0 | 10000 | 0.9 | 20
44 | 3 | 1 | 0 | 10000 | 0.9 | 21
44 | 3 | 1 | 0 | 10000 | 0.9 | 22
44 | 3 | 1 | 0 | 10000 | 0.9 | 23
44 | 3 | 1 | 0 | 10000 | 0.9 | 24
44 | 3 | 1 | 0 | 10000 | 0.9 | 25
44 | 3 | 1 | 0 | 10000 | 0.9 | 26
44 | 3 | 1 | 0 | 10000 | 0.9 | 27
44 | 3 | 1 | 0 | 10000 | 0.9 | 28
44 | 3 | 1 | 0 | 10000 | 0.9 | 29
44 | 3 | 1 | 0 | 10000 | 0.9 | 30
44 | 3 | 1 | 0 | 10000 | 0.9 | 31
44 | 3 | 1 | 0 | 10000 | 0.9 | 32
44 | 3 | 1 | 0 | 10000 | 0.9 | 33
44 | 3 | 1 | 0 | 10000 | 0.9 | 34
44 | 3 | 1 | 0 | 10000 | 0.9 | 35
44 | 3 | 1 | 0 | 10000 | 0.9 | 36
44 | 3 | 1 | 0 | 10000 | 0.9 | 37
44 | 3 | 1 | 0 | 10000 | 0.9 | 38
44 | 3 | 1 | 0 | 10000 | 0.9 | 39
44 | 3 | 1 | 0 | 10000 | 0.9 | 40
44 | 3 | 1 | 0 | 10000 | 0.9 | 41
44 | 3 | 1 | 0 | 10000 | 0.9 | 42
44 | 3 | 1 | 0 | 10000 | 0.9 | 43
44 | 3 | 1 | 0 | 10000 | 0.9 | 44
44 | 3 | 1 | 0 | 10000 | 0.9 | 45
44 | 3 | 1 | 0 | 10000 | 0.9 | 46
44 | 3 | 1 | 0 | 10000 | 0.9 | 47
44 | 3 | 1 | 0 | 10000 | 0.9 | 48
44 | 3 | 1 | 0 | 10000 | 0.9 | 49
44 | 3 | 1 | 0 | 10000 | 0.9 | 50
44 | 3 | 1 | 0 | 10000 | 0.9 | 51
44 | 3 | 1 | 0 | 10000 | 0.9 | 52
44 | 3 | 1 | 0 | 10000 | 0.9 | 53
44 | 3 | 1 | 0 | 10000 | 0.9 | 54
44 | 3 | 1 | 0 | 10000 | 0.9 | 55
44 | 3 | 1 | 0 | 10000 | 0.9 | 56
44 | 3 | 1 | 0 | 10000 | 0.9 | 57
44 | 3 | 1 | 0 | 10000 | 0.9 | 58
44 | 3 | 1 | 0 | 10000 | 0.9 | 59
44 | 3 | 1 | 0 | 10000 | 0.9 | 60
44 | 3 | 1 | 0 | 10000 | 0.9 | 61
44 | 3 | 1 | 0 | 10000 | 0.9 | 62
44 | 3 | 1 | 0 | 10000 | 0.9 | 63
44 | 3 | 1 | 0 | 10000 | 0.9 | 64
44 | 3 | 1 | 0 | 10000 | 0.9 | 65
44 | 3 | 1 | 0 | 10000 | 0.9 | 66
44 | 3 | 1 | 0 | 10000 | 0.9 | 67

## Resumen BT
Tensión [kV] | Fases | No. Conductores por fase | No. Conductores de neutro | Demanda [KVA] | FP | Distancia [km] | Cable Secundario # 2/0 AWG |  |  | Cable Secundario # 2 AWG |  |  | Cable Secundario # 4 AWG
[7 empty] | %Pérdidas | Resistencia K | Costo Total N°2/0 | %Pérdidas | Resistencia K | Costo Total N°2 | %Pérdidas | Resistencia K | Costo Total N°4
[8 empty] | 0.436 |  |  | 0.872 |  |  | 1.39
[8 empty] | 0.998 |  |  | 1.9077 |  |  | 2.9848
[8 empty] | % Reg ACSR N°2/0 | Costo N°2/0 |  | % Reg ACSR N°2 | Costo N°2 |  | % Reg ACSR N°4 | Costo N°4
#REF! | #REF! | #REF! | #REF! | #REF! | #REF! | #REF! | #REF! | #REF! | #REF!
[6 empty] | #REF! |  |  |  | #REF! | #REF! | #REF!
[6 empty] | #REF! | [6 empty] | #REF! | #REF! | #REF!
|  |  |  | #REF! | #REF! | #REF! | #REF! | #REF! | #REF!
[6 empty] | #REF! |  |  |  | #REF! | #REF! | #REF!
[6 empty] | #REF! | [6 empty] | #REF! | #REF! | #REF!
|  |  |  | #REF! | #REF! | #REF! | #REF! | #REF! | #REF!
[6 empty] | #REF! |  |  |  | #REF! | #REF! | #REF!
[6 empty] | #REF! | [6 empty] | #REF! | #REF! | #REF!
|  |  |  | #REF! | #REF! | #REF! | #REF! | #REF! | #REF!
[6 empty] | #REF! |  |  |  | #REF! | #REF! | #REF!
[6 empty] | #REF! | [6 empty] | #REF! | #REF! | #REF!
|  |  |  | #REF! | #REF! | #REF! | #REF! | #REF! | #REF!
[6 empty] | #REF! |  |  |  | #REF! | #REF! | #REF!
[6 empty] | #REF! | [6 empty] | #REF! | #REF! | #REF!
#REF! | #REF! | #REF! | #REF! | #REF! | #REF! | #REF! | #REF! | #REF! | #REF!
[6 empty] | #REF! |  |  |  | #REF! | #REF! | #REF!
[6 empty] | #REF! | [6 empty] | #REF! | #REF! | #REF!
|  |  |  | #REF! | #REF! | #REF! | #REF! | #REF! | #REF!
[6 empty] | #REF! |  |  |  | #REF! | #REF! | #REF!
[6 empty] | #REF! | [6 empty] | #REF! | #REF! | #REF!
|  |  |  | #REF! | #REF! | #REF! | #REF! | #REF! | #REF!
[6 empty] | #REF! |  |  |  | #REF! | #REF! | #REF!
[6 empty] | #REF! | [6 empty] | #REF! | #REF! | #REF!
|  |  |  | #REF! | #REF! | #REF! | #REF! | #REF! | #REF!
[6 empty] | #REF! |  |  |  | #REF! | #REF! | #REF!
[6 empty] | #REF! | [6 empty] | #REF! | #REF! | #REF!
|  |  |  | #REF! | #REF! | #REF! | #REF! | #REF! | #REF!
[6 empty] | #REF! |  |  |  | #REF! | #REF! | #REF!
[6 empty] | #REF! | [6 empty] | #REF! | #REF! | #REF!
#REF! | #REF! | #REF! | #REF! | #REF! | #REF! | #REF! | #REF! | #REF! | #REF!
[6 empty] | #REF! |  |  |  | #REF! | #REF! | #REF!
[6 empty] | #REF! | [6 empty] | #REF! | #REF! | #REF!
|  |  |  | #REF! | #REF! | #REF! | #REF! | #REF! | #REF!
[6 empty] | #REF! |  |  |  | #REF! | #REF! | #REF!
[6 empty] | #REF! | [6 empty] | #REF! | #REF! | #REF!
|  |  |  | #REF! | #REF! | #REF! | #REF! | #REF! | #REF!
[6 empty] | #REF! |  |  |  | #REF! | #REF! | #REF!
[6 empty] | #REF! | [6 empty] | #REF! | #REF! | #REF!
|  |  |  | #REF! | #REF! | #REF! | #REF! | #REF! | #REF!
[6 empty] | #REF! |  |  |  | #REF! | #REF! | #REF!
[6 empty] | #REF! | [6 empty] | #REF! | #REF! | #REF!
|  |  |  | #REF! | #REF! | #REF! | #REF! | #REF! | #REF!
[6 empty] | #REF! |  |  |  | #REF! | #REF! | #REF!
[6 empty] | #REF! | [6 empty] | #REF! | #REF! | #REF!
#REF! | #REF! | #REF! | #REF! | #REF! | #REF! | #REF! | #REF! | #REF! | #REF!
[6 empty] | #REF! |  |  |  | #REF! | #REF! | #REF!
[6 empty] | #REF! | [6 empty] | #REF! | #REF! | #REF!
|  |  |  | #REF! | #REF! | #REF! | #REF! | #REF! | #REF!
[6 empty] | #REF! |  |  |  | #REF! | #REF! | #REF!
[6 empty] | #REF! | [6 empty] | #REF! | #REF! | #REF!
|  |  |  | #REF! | #REF! | #REF! | #REF! | #REF! | #REF!
[6 empty] | #REF! |  |  |  | #REF! | #REF! | #REF!
[6 empty] | #REF! | [6 empty] | #REF! | #REF! | #REF!
|  |  |  | #REF! | #REF! | #REF! | #REF! | #REF! | #REF!
[6 empty] | #REF! |  |  |  | #REF! | #REF! | #REF!
[6 empty] | #REF! | [6 empty] | #REF! | #REF! | #REF!
|  |  |  | #REF! | #REF! | #REF! | #REF! | #REF! | #REF!
[6 empty] | #REF! |  |  |  | #REF! | #REF! | #REF!
[6 empty] | #REF! | [6 empty] | #REF! | #REF! | #REF!
#REF! | #REF! | #REF! | #REF! | #REF! | #REF! | #REF! | #REF! | #REF! | #REF!
[6 empty] | #REF! |  |  |  | #REF! | #REF! | #REF!
[6 empty] | #REF! | [6 empty] | #REF! | #REF! | #REF!
|  |  |  | #REF! | #REF! | #REF! | #REF! | #REF! | #REF!
[6 empty] | #REF! |  |  |  | #REF! | #REF! | #REF!
[6 empty] | #REF! | [6 empty] | #REF! | #REF! | #REF!
|  |  |  | #REF! | #REF! | #REF! | #REF! | #REF! | #REF!
[6 empty] | #REF! |  |  |  | #REF! | #REF! | #REF!
[6 empty] | #REF! | [6 empty] | #REF! | #REF! | #REF!
|  |  |  | #REF! | #REF! | #REF! | #REF! | #REF! | #REF!
[6 empty] | #REF! |  |  |  | #REF! | #REF! | #REF!
[6 empty] | #REF! | [6 empty] | #REF! | #REF! | #REF!
|  |  |  | #REF! | #REF! | #REF! | #REF! | #REF! | #REF!
[6 empty] | #REF! |  |  |  | #REF! | #REF! | #REF!
[6 empty] | #REF! | [6 empty] | #REF! | #REF! | #REF!
#REF! | #REF! | #REF! | #REF! | #REF! | #REF! | #REF! | #REF! | #REF! | #REF!
[6 empty] | #REF! |  |  |  | #REF! | #REF! | #REF!
[6 empty] | #REF! | [6 empty] | #REF! | #REF! | #REF!
|  |  |  | #REF! | #REF! | #REF! | #REF! | #REF! | #REF!
[6 empty] | #REF! |  |  |  | #REF! | #REF! | #REF!
[6 empty] | #REF! | [6 empty] | #REF! | #REF! | #REF!
|  |  |  | #REF! | #REF! | #REF! | #REF! | #REF! | #REF!
[6 empty] | #REF! |  |  |  | #REF! | #REF! | #REF!
[6 empty] | #REF! | [6 empty] | #REF! | #REF! | #REF!
|  |  |  | #REF! | #REF! | #REF! | #REF! | #REF! | #REF!
[6 empty] | #REF! |  |  |  | #REF! | #REF! | #REF!
[6 empty] | #REF! | [6 empty] | #REF! | #REF! | #REF!
|  |  |  | #REF! | #REF! | #REF! | #REF! | #REF! | #REF!
[6 empty] | #REF! |  |  |  | #REF! | #REF! | #REF!
[6 empty] | #REF! | [6 empty] | #REF! | #REF! | #REF!